## Instructions
Microgrid Feasibility Assessment Tool
Presidio Graduate School: Adam Mason, Doug Perry, Scott Oltmann, Prabjhot Sandhu
Freeing Energy: Bill Nussey
2018-05-01
Instructions: | User Inputs: | All necessary inputs for the tool may be seen on the "Inputs" sheet.
Any required data input will be denoted by a Yellow Background
Instructions for each question may be seen as comments for each corresponding cell
| Data Inputs: | All variable categories are color coordinated across sheets to simplify use.
Regulation is seen in various shades of purple:
Local Grid Conditions is seen in grey
Resource Availability is seen in beige
Load Profile is seen in blue
| Outputs: | All outputs may be seen on the "Output" sheet
|  | Desirability categories are also color coordinated as follows: | Resiliency
Clean Energy
Cost Effectiveness
The weightings for these categories may be adjusted in the yellow cells (G2:G4) on the "Outputs" sheet.
This tool is intended to provide high-level direction on the potential impact of a microgrid installation at a given site. The specifics and complexity of these systems are highly individualized and thus require significant customization. The designers of this tool are not responsible for any actions taken in response to the results of this assessment.
Note on A1: Relative to other similar building types, how large is the facility in question -Adam Mason

## Inputs
Zip Code |  | State Cheat Code
Building Type 1
% Total Use
Critical Load (% of Energy Use) |  |  | What % of your peak demand is critical load (i.e. what % of your load is necessary to maintain in a power outage scenario?)
Building Size (Relative to Type) |  |  | Define by type somehow? by sf? | Define what small, medium, large mean for each building type (sq ft)
Building Type 2
% Total Use
Critical Load (% of Energy Use)
Building Size (Relative to Type)
Building Type 3
% Total Use
Critical Load (% of Energy Use)
Building Size (Relative to Type)
State | #N/A
Sector | #N/A
Concatenated Name
Critical Load Score | 5
State | #N/A
Sector | #N/A
Concatenated Name
Critical Load Score | 5
State | #N/A
Sector | #N/A
Concatenated Name
Critical Load Score | 5
Checks
% Total Use Check | FALSE
Note on B2: Zip Code: Enter 5-digit zip code for the property in question
Note on B3: Building Type: Choose most relevant building type from drop down list. These building types are taken from EIA sector surveys, and adapted to better estimate time-of-use.
Note on B4: % Total Use: Enter percentage of total facility square footage used for this building type.
Note on B5: Critical Load (% of Energy Use): Enter percentage of the average daily energy use absolutely necessary for the building to continue its functional use
Note on B6: Building Size (Relative to Type): Relative to other similar building types, how large is the facility in question?
Note on B7: Building Type: Choose most relevant building type from drop down list. These building types are taken from EIA sector surveys, and adapted to better estimate time-of-use.
Note on B8: % Total Use: Enter percentage of total facility square footage used for this building type.
Note on B9: Critical Load (% of Energy Use): Enter percentage of the average daily energy use absolutely necessary for the building to continue its functional use
Note on B10: Building Size (Relative to Type): Relative to other similar building types, how large is the facility in question?
Note on B11: Building Type: Choose most relevant building type from drop down list. These building types are taken from EIA sector surveys, and adapted to better estimate time-of-use.
Note on B12: % Total Use: Enter percentage of total facility square footage used for this building type.
Note on B13: Critical Load (% of Energy Use): Enter percentage of the average daily energy use absolutely necessary for the building to continue its functional use
Note on B14: Building Size (Relative to Type): Relative to other similar building types, how large is the facility in question?

## Outputs
Desirability Category Scores by Building Type |  |  |  |  | Desirability Category Weighting
0 | Building Type 1 Score |  |  |  | Resiliency | 25% |  | 1.8 | F
| Resiliency | #N/A |  |  | Clean Energy | 25% |  | 2.6 | D
| Clean Energy | #N/A |  |  | Cost Effectiveness | 50% |  | 3.4 | C
| Cost Effectiveness | #N/A | #N/A |  |  |  |  | 4.2 | B
0 | Building Type 2 Score | [6 empty] | 5 | A
| Resiliency | #N/A
| Clean Energy | #N/A
| Cost Effectiveness | #N/A | #N/A
0 | Building Type 3 Score
| Resiliency | #N/A
| Clean Energy | #N/A
| Cost Effectiveness | #N/A | #N/A
Microgrid Feasibility Score | Raw Score | #N/A
| Letter Grade | #N/A
Next Steps
Universal | [5 empty] | Industry Specific |  | Regionally Specific
Resource Category | Resource | Description |  |  |  | Resource | Description | Resource | Description
Microgrid Design | HOMER | Owner and creator of multiple microgrid design tools |  |  |  | #N/A | #N/A | #N/A | Solar rebates and incentives in your state
| Solar Resilient | Sizing tool for solar+battery systems | [5 empty] | #N/A | Information on Net Metering policies and Interconnection procedures by state
Regulation | Advanced Energy Legislation | Database of energy legilsation introduced by state | [5 empty] | #N/A | Comprehensive breakdown of policies affecting renewable energy by state
Network | Municipal Sustainability & Energy Forum | Forum connecting experts to stakeholders from varying sectors | [5 empty] | #N/A | Database of incentives, rebates, and policies related to renewables and efficiency by state
| Clean Energy Authority | A network of solar installers
Energy Industry Information
General | U.S. Energy Information Administration | Comprehensive analysis of U.S. energy production and use
| International Energy Agency | Comprehensive analysis of International energy production and use
| Institute for Local Self-Reliance | Information on living off the grid. Ranges in topic from Net Neutrality, to supporting local businesses, to gardening
| GridWise Alliance | Organization advocating for grid modernization
| Center for the New Energy Economy | Colorado State University department providing technical and strategic assistance to help decision makers create policies that facilitate America's transition to a clean energy economy
| Utility Dive | News on all things energy related
| Center for Sustainable Energy | Non-profit working with wide variety of stakeholders to develop customized solutions for renewable implementation
Microgrid Specific | Pareto Energy | "The Microgrid Company" - News, Blogs and Whitepapers all specific to microgrids
| Deparment of Energy | The DOE provides an array of design tools, market analysis, and informational resources specific to microgrids
Environmental Information | National Renewable Energy Laboratory | DOE laboratory for energy efficiency and renewable energy
where shoudl this go??
|  |  |  | Other | Number of Local Microgrids
each main category: resiliency, clean energy, and cost are 100%. The use chooses a percent allocated to each category.
regulation needs to have each sector built out
which regulations do we want to use for each sector??
Note on G2: Enter relative importance of each factor, specific to your situation. Percentages should be entered as whole numbers (eg: for 25%, enter "25")

## Scoring - Building 1
Feasability Category | Variable Category | Variable | Weighting |  |  | Score
|  |  | Commercial | Residential | Industrial
Resiliency | Renewable Availablility | Critical Load | 25% | 25% | 25% | 5
|  | Solar Availability | 10% | 10% | 10% | #N/A
|  | Need for Battery Storage | 20% | 20% | 20% | #N/A
| Regulation | Interconnection | 10% | 12.5% | 10% | #N/A
|  | Net Metering | 10% | 12.5% | 10% | #N/A
|  | Aggregate Net Metering | 5% | 5% | 5% | #N/A
|  | Distributed Generation | 5% | 5% | 5% | #N/A
|  | Combined Heat and Power | 5% | 0% | 5% | #N/A
|  | Energy Storage Standard | 5% | 5% | 5% | #N/A
|  | Grid Modernization Plan | 5% | 5% | 5% | #N/A
| Weighted Score |  | 100% | 100% | 100% | #N/A
|  | Resiliency Score | #N/A | #N/A | #N/A
Clean Energy | Renewable Availability | Solar Availability | 30% | 30% | 30% | #N/A
|  | Need for Battery Storage | 10% | 10% | 10% | #N/A
| Regulation | Energy Storage Standard | 5% | 5% | 5% | #N/A
|  | Utility Green Power Option | 5% | 5% | 5% | #N/A
| Grid Carbon Intensity | Local CO2 lb./kWh | 50% | 50% | 50% | #N/A
| Weighted Score |  | 100% | 100% | 100% | #N/A
|  | Clean Energy Score | #N/A | #N/A | #N/A
Cost Effectiveness | State Energy Prices | Industrial | 0% | 0% | 20% | #N/A
|  | Commercial | 20% | 0% | 0% | #N/A
|  | Residential | 0% | 25% | 0% | #N/A
| Renewable Availability | Solar Availability | 5% | 5% | 5% | #N/A
|  | Need for Battery Storage | 5% | 5% | 5% | #N/A
| Regulation | Interconnection | 5% | 5% | 5% | #N/A
|  | Net Metering | 5% | 5% | 5% | #N/A
|  | RPS | 5% | 5% | 5% | #N/A
|  | RSO | 5% | 5% | 5% | #N/A
|  | Aggregate Net Metering | 5% | 5% | 5% | #N/A
|  | Solar Incentives | 5% | 5% | 5% | #N/A
|  | Non-Solar Distributed Generation Incentives | 5% | 5% | 5% | #N/A
|  | Third-Party Financing | 5% | 5% | 5% | #N/A
|  | On-Bill Financing | 5% | 5% | 5% | #N/A
|  | Commercial Property Assessed Clean Energy | 5% | 0% | 5% | #N/A
|  | Residential Property Asesed Clean Energy | 0% | 5% | 0% | #N/A
|  | Green/Infrastructure Bank | 5% | 5% | 5% | #N/A
|  | Smart Meter Deployment | 5% | 5% | 5% | #N/A
|  | Energy Storage Standard | 5% | 5% | 5% | #N/A
|  | Combined Heat and Power Incentives | 5% | 0% | 5% | #N/A
| Weighted Score |  | 100% | 100% | 100% | #N/A
|  | Cost Effectiveness Score | #N/A | #N/A | #N/A
TO DO:
INPUT WEIGHTINGS
RESOURCES
MICROGRID TRACKER

## Scoring - Building 2
Feasability Category | Variable Category | Variable | Weighting |  |  | Score
|  |  | Commercial | Residential | Industrial
Resiliency | Renewable Availablility | Critical Load | 25% | 25% | 25% | 5
|  | Solar Availability | 10% | 10% | 10% | #N/A
|  | Need for Battery Storage | 20% | 20% | 20% | #N/A
| Regulation | Interconnection | 10% | 12.5% | 10% | #N/A
|  | Net Metering | 10% | 12.5% | 10% | #N/A
|  | Aggregate Net Metering | 5% | 5% | 5% | #N/A
|  | Distributed Generation | 5% | 5% | 5% | #N/A
|  | Combined Heat and Power | 5% | 0% | 5% | #N/A
|  | Energy Storage Standard | 5% | 5% | 5% | #N/A
|  | Grid Modernization Plan | 5% | 5% | 5% | #N/A
| Weighted Score |  | 100% | 100% | 100% | #N/A
|  | Resiliency Score | #N/A | #N/A | #N/A
Clean Energy | Renewable Availability | Solar Availability | 30% | 30% | 30% | #N/A
|  | Need for Battery Storage | 10% | 10% | 10% | #N/A
| Regulation | Energy Storage Standard | 5% | 5% | 5% | #N/A
|  | Utility Green Power Option | 5% | 5% | 5% | #N/A
| Grid Carbon Intensity | Local CO2 lb./kWh | 50% | 50% | 50% | #N/A
| Weighted Score |  | 100% | 100% | 100% | #N/A
|  | Clean Energy Score | #N/A | #N/A | #N/A
Cost Effectiveness | State Energy Prices | Industrial | 0% | 0% | 20% | #N/A
|  | Commercial | 20% | 0% | 0% | #N/A
|  | Residential | 0% | 25% | 0% | #N/A
| Renewable Availability | Solar Availability | 5% | 5% | 5% | #N/A
|  | Need for Battery Storage | 5% | 5% | 5% | #N/A
| Regulation | Interconnection | 5% | 5% | 5% | #N/A
|  | Net Metering | 5% | 5% | 5% | #N/A
|  | RPS | 5% | 5% | 5% | #N/A
|  | RSO | 5% | 5% | 5% | #N/A
|  | Aggregate Net Metering | 5% | 5% | 5% | #N/A
|  | Solar Incentives | 5% | 5% | 5% | #N/A
|  | Non-Solar Distributed Generation Incentives | 5% | 5% | 5% | #N/A
|  | Third-Party Financing | 5% | 5% | 5% | #N/A
|  | On-Bill Financing | 5% | 5% | 5% | #N/A
|  | Commercial Property Assessed Clean Energy | 5% | 0% | 5% | #N/A
|  | Residential Property Asesed Clean Energy | 0% | 5% | 0% | #N/A
|  | Green/Infrastructure Bank | 5% | 5% | 5% | #N/A
|  | Smart Meter Deployment | 5% | 5% | 5% | #N/A
|  | Energy Storage Standard | 5% | 5% | 5% | #N/A
|  | Combined Heat and Power Incentives | 5% | 0% | 5% | #N/A
| Weighted Score |  | 100% | 100% | 100% | #N/A
|  | Cost Effectiveness Score | #N/A | #N/A | #N/A
TO DO:
INPUT WEIGHTINGS
RESOURCES
MICROGRID TRACKER

## Scoring - Building 3
Feasability Category | Variable Category | Variable | Weighting |  |  | Score
|  |  | Commercial | Residential | Industrial
Resiliency | Renewable Availablility | Critical Load | 25% | 25% | 25% | 5
|  | Solar Availability | 10% | 10% | 10% | #N/A
|  | Need for Battery Storage | 20% | 20% | 20% | #N/A
| Regulation | Interconnection | 10% | 12.5% | 10% | #N/A
|  | Net Metering | 10% | 12.5% | 10% | #N/A
|  | Aggregate Net Metering | 5% | 5% | 5% | #N/A
|  | Distributed Generation | 5% | 5% | 5% | #N/A
|  | Combined Heat and Power | 5% | 0% | 5% | #N/A
|  | Energy Storage Standard | 5% | 5% | 5% | #N/A
|  | Grid Modernization Plan | 5% | 5% | 5% | #N/A
| Weighted Score |  | 100% | 100% | 100% | #N/A
|  | Resiliency Score | #N/A | #N/A | #N/A
Clean Energy | Renewable Availability | Solar Availability | 30% | 30% | 30% | #N/A
|  | Need for Battery Storage | 10% | 10% | 10% | #N/A
| Regulation | Energy Storage Standard | 5% | 5% | 5% | #N/A
|  | Utility Green Power Option | 5% | 5% | 5% | #N/A
| Grid Carbon Intensity | Local CO2 lb./kWh | 50% | 50% | 50% | #N/A
| Weighted Score |  | 100% | 100% | 100% | #N/A
|  | Clean Energy Score | #N/A | #N/A | #N/A
Cost Effectiveness | State Energy Prices | Industrial | 0% | 0% | 20% | #N/A
|  | Commercial | 20% | 0% | 0% | #N/A
|  | Residential | 0% | 25% | 0% | #N/A
| Renewable Availability | Solar Availability | 5% | 5% | 5% | #N/A
|  | Need for Battery Storage | 5% | 5% | 5% | #N/A
| Regulation | Interconnection | 5% | 5% | 5% | #N/A
|  | Net Metering | 5% | 5% | 5% | #N/A
|  | RPS | 5% | 5% | 5% | #N/A
|  | RSO | 5% | 5% | 5% | #N/A
|  | Aggregate Net Metering | 5% | 5% | 5% | #N/A
|  | Solar Incentives | 5% | 5% | 5% | #N/A
|  | Non-Solar Distributed Generation Incentives | 5% | 5% | 5% | #N/A
|  | Third-Party Financing | 5% | 5% | 5% | #N/A
|  | On-Bill Financing | 5% | 5% | 5% | #N/A
|  | Commercial Property Assessed Clean Energy | 5% | 0% | 5% | #N/A
|  | Residential Property Asesed Clean Energy | 0% | 5% | 0% | #N/A
|  | Green/Infrastructure Bank | 5% | 5% | 5% | #N/A
|  | Smart Meter Deployment | 5% | 5% | 5% | #N/A
|  | Energy Storage Standard | 5% | 5% | 5% | #N/A
|  | Combined Heat and Power Incentives | 5% | 0% | 5% | #N/A
| Weighted Score |  | 100% | 100% | 100% | #N/A
|  | Cost Effectiveness Score | #N/A | #N/A | #N/A
TO DO:
INPUT WEIGHTINGS
RESOURCES
MICROGRID TRACKER

## State Grades
|  | Regulation | [23 empty] | State Energy Pricing |  |  | Renewable Availability | Carbon Intensity
|  | Renewable Energy Policies | [7 empty] | Energy Efficiency Policies |  |  |  | Financing | [6 empty] | Other Policies | Infrastructure, Grid, and Rate Policies |  |  |  | Energy Prices |  |  | Solar Availability | lb. CO2 equivalent/kWh
State Name | State Abbreviation | Interconnection | Net Metering | Renewable Portfolio Standard | Renewable Standard Offer | Shared Renewables | Aggregate Net Metering | Utility Green Power Option | Distributed Generation / Solar Carve-out | Residential Building Energy Codes | Commercial Building Energy Codes | Combined Heat and Power | Combined Heat and Power Incentives | Solar Incentives | Non-Solar Distributed Generation Incentives | Third-Party Financing | On-Bill Financing / On-Bill Repayment | Commercial Property Assessed Clean Energy | Residential Property Assessed Clean Energy | Green/Infrastructure Bank | State Energy / Climate Plan | Grid Modernization Plan | Smart Meter Deployment | Customer Data Access | Energy Storage Standard | Industrial | Commercial | Residential | Solar Index | Local Grid Carbon Intensity
Alabama | AL | 1 | 1 | 1 | 2 | 1 | 1 | 1 | 1 | 6 | 5 | 1 | 2 | 4 | 4 | 1 | 3 | 2 | 1 | 1 | 1 | 1 | 3 | 2 | 1 | 1 | 3 | 3 | 3 | 3
Alaska | AK | 1 | 3 | 1 | 1 | 1 | 1 | 1 | 1 | 1 | 1 | 2 | 1 | 4 | 4 | 1 | 1 | 1 | 1 | 1 | 3 | 1 | 1 | 1 | 1 | 5 | 5 | 5 | #N/A | 3
Arizona | AZ | 1 | 1 | 3 | 1 | 1 | 1 | 1 | 5 | 1 | 1 | 5 | 3 | 3 | 2 | 3 | 1 | 1 | 1 | 1 | 5 | 4 | 3 | 1 | 1 | 1 | 2 | 3 | 5 | 3
Arkansas | AR | 1 | 5 | 1 | 1 | 1 | 5 | 1 | 1 | 4 | 4 | 2 | 1 | 1 | 3 | 1 | 1 | 4 | 1 | 1 | 4 | 2 | 2 | 1 | 1 | 1 | 1 | 2 | 4 | 3
California | CA | 5 | 5 | 5 | 5 | 3 | 3 | 2 | 1 | 5 | 5 | 4 | 3 | 5 | 3 | 4 | 3 | 4 | 5 | 5 | 4 | 5 | 3 | 5 | 4 | 3 | 4 | 5 | 5 | 2
Colorado | CO | 4 | 5 | 5 | 1 | 3 | 3 | 3 | 5 | 1 | 1 | 4 | 1 | 4 | 4 | 3 | 1 | 4 | 3 | 1 | 3 | 1 | 1 | 1 | 1 | 1 | 2 | 3 | 5 | 4
Connecticut | CT | 4 | 5 | 5 | 1 | 5 | 3 | 5 | 5 | 4 | 4 | 5 | 3 | 4 | 3 | 4 | 1 | 4 | 1 | 5 | 5 | 3 | 2 | 4 | 2 | 4 | 5 | 5 | 1 | 2
Delaware | DE | 4 | 5 | 5 | 1 | 4 | 5 | 2 | 4 | 5 | 5 | 4 | 1 | 4 | 4 | 4 | 1 | 1 | 1 | 1 | 5 | 5 | 4 | 1 | 1 | 1 | 1 | 3 | 2 | 3
Florida | FL | 2 | 4 | 1 | 1 | 1 | 1 | 1 | 1 | 5 | 5 | 4 | 2 | 3 | 3 | 1 | 1 | 4 | 5 | 1 | 4 | 2 | 3 | 1 | 1 | 1 | 2 | 3 | 4 | 3
Georgia | GA | 1 | 1 | 1 | 1 | 1 | 1 | 1 | 1 | 4 | 4 | 1 | 1 | 3 | 3 | 4 | 3 | 3 | 1 | 1 | 3 | 4 | 3 | 2 | 1 | 1 | 2 | 2 | 4 | 3
Hawaii | HI | 5 | 1 | 5 | 4 | 5 | 1 | 1 | 1 | 6 | 5 | 4 | 1 | 5 | 2 | 4 | 3 | 2 | 3 | 5 | 5 | 4 | 2 | 1 | 1 | 5 | 5 | 5 | #N/A | 4
Idaho | ID | 1 | 3 | 1 | 1 | 1 | 1 | 1 | 1 | 4 | 4 | 2 | 2 | 3 | 3 | 1 | 1 | 1 | 1 | 1 | 5 | 2 | 3 | 1 | 1 | 1 | 1 | 2 | 4 | 1
Illinois | IL | 5 | 5 | 4 | 1 | 2 | 2 | 2 | 4 | 6 | 5 | 4 | 1 | 4 | 3 | 4 | 4 | 2 | 3 | 1 | 1 | 4 | 3 | 3 | 1 | 1 | 2 | 3 | 1 | 2
Indiana | IN | 4 | 4 | 1 | 2 | 1 | 1 | 1 | 1 | 3 | 3 | 3 | 1 | 3 | 2 | 1 | 1 | 1 | 1 | 1 | 3 | 1 | 2 | 1 | 2 | 1 | 2 | 3 | 2 | 5
Iowa | IA | 4 | 4 | 3 | 1 | 1 | 1 | 5 | 1 | 5 | 5 | 2 | 3 | 3 | 3 | 4 | 1 | 1 | 1 | 1 | 4 | 1 | 1 | 1 | 1 | 1 | 1 | 2 | 3 | 3
Kansas | KS | 1 | 3 | 1 | 1 | 1 | 1 | 1 | 1 | 1 | 1 | 1 | 1 | 2 | 1 | 1 | 1 | 1 | 1 | 1 | 1 | 1 | 1 | 1 | 1 | 1 | 2 | 3 | 4 | 3
Kentucky | KY | 2 | 4 | 1 | 3 | 1 | 1 | 1 | 1 | 3 | 4 | 2 | 1 | 3 | 3 | 1 | 3 | 4 | 1 | 3 | 4 | 1 | 2 | 1 | 1 | 1 | 2 | 2 | 2 | 5
Lousiana | LA | 1 | 3 | 1 | 1 | 1 | 1 | 1 | 1 | 3 | 4 | 1 | 1 | 3 | 2 | 1 | 1 | 1 | 1 | 1 | 1 | 1 | 2 | 1 | 1 | 1 | 1 | 1 | 4 | 3
Maine | ME | 4 | 4 | 3 | 1 | 4 | 1 | 5 | 1 | 4 | 4 | 5 | 1 | 1 | 1 | 4 | 1 | 4 | 2 | 1 | 5 | 2 | 4 | 2 | 1 | 2 | 3 | 5 | 2 | 1
Maryland | MD | 4 | 5 | 5 | 1 | 5 | 5 | 1 | 5 | 6 | 5 | 5 | 3 | 4 | 4 | 4 | 1 | 4 | 3 | 5 | 4 | 4 | 4 | 3 | 2 | 2 | 2 | 3 | 2 | 3
Massachusetts | MA | 5 | 5 | 4 | 1 | 4 | 3 | 2 | 4 | 6 | 5 | 5 | 3 | 5 | 2 | 4 | 3 | 3 | 3 | 1 | 4 | 2 | 1 | 1 | 2 | 4 | 5 | 5 | 2 | 3
Michigan | MI | 3 | 4 | 3 | 1 | 1 | 1 | 1 | 1 | 6 | 4 | 3 | 1 | 3 | 4 | 4 | 2 | 4 | 1 | 5 | 3 | 4 | 3 | 1 | 2 | 1 | 2 | 4 | 1 | 3
Minnesota | MN | 3 | 4 | 4 | 4 | 3 | 4 | 1 | 3 | 5 | 5 | 5 | 1 | 5 | 5 | 1 | 3 | 4 | 4 | 1 | 4 | 1 | 1 | 1 | 2 | 1 | 2 | 3 | 2 | 3
Mississippi | MS | 4 | 1 | 1 | 3 | 1 | 1 | 1 | 1 | 1 | 4 | 2 | 1 | 2 | 1 | 1 | 3 | 1 | 1 | 1 | 4 | 1 | 2 | 1 | 1 | 1 | 2 | 2 | 4 | 3
Missouri | MO | 1 | 4 | 3 | 1 | 1 | 1 | 1 | 3 | 1 | 1 | 3 | 1 | 4 | 1 | 1 | 1 | 4 | 5 | 1 | 3 | 2 | 2 | 1 | 1 | 1 | 1 | 2 | 3 | 5
Montana | MT | 3 | 3 | 3 | 1 | 1 | 1 | 3 | 1 | 5 | 5 | 3 | 1 | 4 | 4 | 1 | 1 | 1 | 1 | 1 | 3 | 1 | 2 | 1 | 2 | 1 | 2 | 2 | 3 | 4
Nebraska | NE | 1 | 4 | 1 | 1 | 1 | 1 | 1 | 1 | 3 | 3 | 2 | 1 | 4 | 4 | 1 | 1 | 2 | 3 | 1 | 2 | 1 | 2 | 1 | 1 | 1 | 1 | 2 | 3 | 4
Nevada | NV | 4 | 1 | 4 | 1 | 1 | 1 | 1 | 3 | 5 | 5 | 3 | 1 | 4 | 4 | 3 | 1 | 2 | 4 | 5 | 4 | 1 | 3 | 1 | 1 | 1 | 1 | 3 | 5 | 2
New Hampshire | NH | 4 | 5 | 4 | 1 | 5 | 5 | 1 | 5 | 3 | 3 | 4 | 2 | 4 | 4 | 4 | 2 | 4 | 1 | 1 | 5 | 1 | 2 | 3 | 1 | 3 | 4 | 5 | 2 | 1
New Jersey | NJ | 4 | 5 | 5 | 1 | 1 | 1 | 5 | 5 | 5 | 5 | 3 | 2 | 4 | 3 | 4 | 1 | 4 | 2 | 1 | 5 | 2 | 1 | 1 | 2 | 2 | 3 | 4 | 1 | 2
New Mexico | NM | 5 | 4 | 5 | 1 | 1 | 1 | 3 | 4 | 4 | 4 | 3 | 2 | 4 | 2 | 4 | 1 | 1 | 2 | 1 | 4 | 1 | 1 | 1 | 2 | 1 | 2 | 3 | 5 | 4
New York | NY | 5 | 5 | 5 | 1 | 5 | 2 | 1 | 1 | 6 | 5 | 4 | 2 | 5 | 5 | 4 | 4 | 4 | 3 | 5 | 4 | 3 | 1 | 1 | 2 | 1 | 4 | 5 | 2 | 2
North Carolina | NC | 5 | 3 | 4 | 3 | 1 | 1 | 1 | 5 | 4 | 4 | 4 | 2 | 4 | 3 | 1 | 3 | 2 | 2 | 1 | 3 | 2 | 2 | 1 | 1 | 1 | 1 | 2 | 4 | 3
North Dakota | ND | 1 | 2 | 1 | 1 | 1 | 1 | 1 | 1 | 2 | 2 | 3 | 1 | 1 | 2 | 1 | 1 | 1 | 1 | 1 | 2 | 1 | 2 | 1 | 1 | 1 | 1 | 2 | 2 | 5
Ohio | OH | 5 | 5 | 3 | 1 | 1 | 1 | 2 | 4 | 3 | 4 | 3 | 3 | 4 | 4 | 4 | 1 | 4 | 3 | 1 | 3 | 1 | 3 | 1 | 1 | 1 | 2 | 3 | 1 | 4
Oklahoma | OK | 1 | 1 | 1 | 1 | 1 | 1 | 1 | 1 | 3 | 2 | 1 | 1 | 3 | 3 | 1 | 1 | 2 | 2 | 1 | 3 | 5 | 3 | 3 | 1 | 1 | 1 | 1 | 5 | 3
Oregon | OR | 5 | 5 | 4 | 4 | 5 | 5 | 5 | 2 | 4 | 4 | 4 | 4 | 5 | 5 | 4 | 4 | 4 | 2 | 1 | 5 | 5 | 3 | 3 | 4 | 1 | 1 | 2 | 1 | 1
Pennsylvania | PA | 4 | 5 | 3 | 1 | 1 | 4 | 1 | 5 | 4 | 4 | 5 | 4 | 2 | 3 | 4 | 1 | 1 | 1 | 1 | 3 | 5 | 4 | 3 | 2 | 1 | 2 | 3 | 2 | 3
Rhode Island | RI | 4 | 5 | 5 | 4 | 1 | 4 | 2 | 1 | 5 | 5 | 4 | 3 | 4 | 4 | 4 | 2 | 4 | 2 | 5 | 5 | 1 | 1 | 1 | 1 | 5 | 5 | 5 | 2 | 3
South Carolina | SC | 5 | 4 | 1 | 1 | 1 | 1 | 1 | 1 | 3 | 3 | 4 | 3 | 4 | 4 | 1 | 1 | 1 | 1 | 1 | 1 | 1 | 2 | 1 | 1 | 1 | 3 | 3 | 4 | 2
South Dakota | SD | 3 | 1 | 1 | 1 | 1 | 1 | 1 | 1 | 1 | 1 | 3 | 2 | 2 | 2 | 1 | 1 | 1 | 1 | 1 | 1 | 1 | 2 | 1 | 1 | 1 | 2 | 2 | 3 | 2
Tennessee | TN | 1 | 1 | 1 | 3 | 1 | 1 | 1 | 1 | 3 | 4 | 2 | 2 | 2 | 3 | 1 | 3 | 1 | 1 | 1 | 1 | 1 | 3 | 1 | 1 | 1 | 2 | 2 | 3 | 3
Texas | TX | 2 | 1 | 2 | 1 | 1 | 1 | 1 | 1 | 3 | 3 | 2 | 1 | 4 | 4 | 3 | 1 | 4 | 1 | 1 | 2 | 5 | 4 | 5 | 2 | 1 | 1 | 2 | 5 | 3
Utah | UT | 5 | 5 | 1 | 1 | 1 | 3 | 1 | 1 | 5 | 5 | 3 | 2 | 3 | 3 | 4 | 1 | 4 | 1 | 1 | 2 | 1 | 1 | 1 | 1 | 1 | 1 | 2 | 4 | 5
Vermont | VT | 4 | 4 | 4 | 3 | 5 | 5 | 5 | 5 | 6 | 5 | 5 | 3 | 5 | 5 | 4 | 1 | 1 | 2 | 2 | 4 | 4 | 5 | 3 | 2 | 2 | 4 | 5 | 1 | 1
Virginia | VA | 5 | 3 | 1 | 3 | 1 | 2 | 5 | 1 | 5 | 5 | 1 | 3 | 4 | 4 | 3 | 3 | 3 | 1 | 1 | 4 | 3 | 3 | 1 | 1 | 1 | 1 | 2 | 3 | 3
Washington | WA | 4 | 4 | 3 | 3 | 5 | 5 | 3 | 1 | 6 | 5 | 5 | 1 | 3 | 2 | 1 | 1 | 1 | 1 | 1 | 5 | 2 | 1 | 2 | 2 | 1 | 1 | 2 | 1 | 1
West Virginia | WV | 4 | 5 | 1 | 1 | 1 | 5 | 1 | 1 | 2 | 2 | 3 | 1 | 1 | 1 | 1 | 1 | 1 | 1 | 1 | 4 | 1 | 1 | 1 | 1 | 1 | 2 | 3 | 1 | 5
Wisconsin | WI | 2 | 2 | 3 | 1 | 1 | 1 | 1 | 1 | 3 | 3 | 3 | 1 | 3 | 4 | 1 | 2 | 4 | 3 | 1 | 1 | 1 | 2 | 1 | 1 | 1 | 2 | 4 | 1 | 4
Wyoming | WY | 1 | 2 | 1 | 1 | 1 | 1 | 1 | 1 | 2 | 2 | 1 | 1 | 1 | 2 | 1 | 1 | 2 | 3 | 1 | 3 | 1 | 2 | 1 | 1 | 1 | 2 | 2 | 5 | 5
Note on C3: http://freeingthegrid.org/#state-grades/ -Adam Mason
Note on D3: http://freeingthegrid.org/#state-grades/ -Adam Mason
Note on E3: https://spotforcleanenergy.org/ -Adam Mason
Note on F3: https://spotforcleanenergy.org/ -Adam Mason
Note on G3: https://spotforcleanenergy.org/ -Adam Mason
Note on H3: https://spotforcleanenergy.org/ -Adam Mason
Note on I3: https://spotforcleanenergy.org/ -Adam Mason
Note on J3: https://spotforcleanenergy.org/ -Adam Mason
Note on K3: https://spotforcleanenergy.org/ -Adam Mason
Note on L3: https://spotforcleanenergy.org/ -Adam Mason
Note on M3: https://spotforcleanenergy.org/ -Adam Mason
Note on N3: https://spotforcleanenergy.org/ -Adam Mason
Note on O3: https://spotforcleanenergy.org/ -Adam Mason
Note on P3: https://spotforcleanenergy.org/ -Adam Mason
Note on Q3: https://spotforcleanenergy.org/ -Adam Mason
Note on R3: https://spotforcleanenergy.org/ -Adam Mason
Note on S3: https://spotforcleanenergy.org/ -Adam Mason
Note on T3: https://spotforcleanenergy.org/ -Adam Mason
Note on U3: https://spotforcleanenergy.org/ -Adam Mason
Note on V3: https://spotforcleanenergy.org/ -Adam Mason
Note on W3: https://spotforcleanenergy.org/ -Adam Mason
Note on X3: https://spotforcleanenergy.org/ -Adam Mason
Note on Y3: https://spotforcleanenergy.org/ -Adam Mason
Note on Z3: https://spotforcleanenergy.org/ -Adam Mason
Note on AA3: https://www.eia.gov/electricity/monthly/ -Adam Mason
Note on AB3: https://www.eia.gov/electricity/monthly/ -Adam Mason
Note on AC3: https://www.eia.gov/electricity/monthly/ -Adam Mason
Note on AD3: http://www.neo.ne.gov/statshtml/201.htm -Adam Mason
Note on AE3: https://www.epa.gov/energy/emissions-generation-resource-integrated-database-egrid -Adam Mason

## Next Steps
| Universal |  | Sector | [5 empty] | Resources By State
| Resource | Description | Residential |  | Commercial |  | Industrial |  | Alabama | Alaska | Arizona | Arkansas | California | Colorado | Connecticut | Delaware | Florida | Georgia | Hawaii | Idaho | Illinois | Indiana | Iowa | Kansas | Kentucky | Lousiana | Maine | Maryland | Massachusetts | Michigan | Minnesota | Mississippi | Missouri | Montana | Nebraska | Nevada | New-Hampshire | New-Jersey | New-Mexico | New-York | North-Carolina | North-Dakota | Ohio | Oklahoma | Oregon | Pennsylvania | Rhode-Island | South-Carolina | South-Dakota | Tennessee | Texas | Utah | Vermont | Virginia | Washington | West-Virginia | Wisconsin | Wyoming | Description
Design | HOMER | Microgrid Design Tools | Resource | Description | Resource | Description | Resource | Description | AL | AK | AZ | AR | CA | CO | CT | DE | FL | GA | HI | ID | IL | IN | IA | KS | KY | LA | ME | MD | MA | MI | MN | MS | MO | MT | NE | NV | NH | NJ | NM | NY | NC | ND | OH | OK | OR | PA | RI | SC | SD | TN | TX | UT | VT | VA | WA | WV | WI | WY
| Solar Resilient | Sizing tool for solar+battery systems | Solar Power Rocks | Regulatory and technical resources for residential solar | Baird Brown | Industry expert on regulatory issues related to microgrids | Baird Brown | Industry expert on regulatory issues related to microgrids | https://www.cleanenergyauthority.com/solar-rebates-and-incentives/Alabama | https://www.cleanenergyauthority.com/solar-rebates-and-incentives/Alaska | https://www.cleanenergyauthority.com/solar-rebates-and-incentives/Arizona | https://www.cleanenergyauthority.com/solar-rebates-and-incentives/Arkansas | https://www.cleanenergyauthority.com/solar-rebates-and-incentives/California | https://www.cleanenergyauthority.com/solar-rebates-and-incentives/Colorado | https://www.cleanenergyauthority.com/solar-rebates-and-incentives/Connecticut | https://www.cleanenergyauthority.com/solar-rebates-and-incentives/Delaware | https://www.cleanenergyauthority.com/solar-rebates-and-incentives/Florida | https://www.cleanenergyauthority.com/solar-rebates-and-incentives/Georgia | https://www.cleanenergyauthority.com/solar-rebates-and-incentives/Hawaii | https://www.cleanenergyauthority.com/solar-rebates-and-incentives/Idaho | https://www.cleanenergyauthority.com/solar-rebates-and-incentives/Illinois | https://www.cleanenergyauthority.com/solar-rebates-and-incentives/Indiana | https://www.cleanenergyauthority.com/solar-rebates-and-incentives/Iowa | https://www.cleanenergyauthority.com/solar-rebates-and-incentives/Kansas | https://www.cleanenergyauthority.com/solar-rebates-and-incentives/Kentucky | https://www.cleanenergyauthority.com/solar-rebates-and-incentives/Lousiana | https://www.cleanenergyauthority.com/solar-rebates-and-incentives/Maine | https://www.cleanenergyauthority.com/solar-rebates-and-incentives/Maryland | https://www.cleanenergyauthority.com/solar-rebates-and-incentives/Massachusetts | https://www.cleanenergyauthority.com/solar-rebates-and-incentives/Michigan | https://www.cleanenergyauthority.com/solar-rebates-and-incentives/Minnesota | https://www.cleanenergyauthority.com/solar-rebates-and-incentives/Mississippi | https://www.cleanenergyauthority.com/solar-rebates-and-incentives/Missouri | https://www.cleanenergyauthority.com/solar-rebates-and-incentives/Montana | https://www.cleanenergyauthority.com/solar-rebates-and-incentives/Nebraska | https://www.cleanenergyauthority.com/solar-rebates-and-incentives/Nevada | https://www.cleanenergyauthority.com/solar-rebates-and-incentives/New-Hampshire | https://www.cleanenergyauthority.com/solar-rebates-and-incentives/New-Jersey | https://www.cleanenergyauthority.com/solar-rebates-and-incentives/New-Mexico | https://www.cleanenergyauthority.com/solar-rebates-and-incentives/New-York | https://www.cleanenergyauthority.com/solar-rebates-and-incentives/North-Carolina | https://www.cleanenergyauthority.com/solar-rebates-and-incentives/North-Dakota | https://www.cleanenergyauthority.com/solar-rebates-and-incentives/Ohio | https://www.cleanenergyauthority.com/solar-rebates-and-incentives/Oklahoma | https://www.cleanenergyauthority.com/solar-rebates-and-incentives/Oregon | https://www.cleanenergyauthority.com/solar-rebates-and-incentives/Pennsylvania | https://www.cleanenergyauthority.com/solar-rebates-and-incentives/Rhode-Island | https://www.cleanenergyauthority.com/solar-rebates-and-incentives/South-Carolina | https://www.cleanenergyauthority.com/solar-rebates-and-incentives/South-Dakota | https://www.cleanenergyauthority.com/solar-rebates-and-incentives/Tennessee | https://www.cleanenergyauthority.com/solar-rebates-and-incentives/Texas | https://www.cleanenergyauthority.com/solar-rebates-and-incentives/Utah | https://www.cleanenergyauthority.com/solar-rebates-and-incentives/Vermont | https://www.cleanenergyauthority.com/solar-rebates-and-incentives/Virginia | https://www.cleanenergyauthority.com/solar-rebates-and-incentives/Washington | https://www.cleanenergyauthority.com/solar-rebates-and-incentives/West-Virginia | https://www.cleanenergyauthority.com/solar-rebates-and-incentives/Wisconsin | https://www.cleanenergyauthority.com/solar-rebates-and-incentives/Wyoming | Solar rebates and incentives in your state
Regulation | Advanced Energy Legislation | Database of energy legilsation introduced by state | [6 empty] | http://freeingthegrid.org/#state-grades/alabama | http://freeingthegrid.org/#state-grades/Alaska | http://freeingthegrid.org/#state-grades/Arizona | http://freeingthegrid.org/#state-grades/Arkansas | http://freeingthegrid.org/#state-grades/California | http://freeingthegrid.org/#state-grades/Colorado | http://freeingthegrid.org/#state-grades/Connecticut | http://freeingthegrid.org/#state-grades/Delaware | http://freeingthegrid.org/#state-grades/Florida | http://freeingthegrid.org/#state-grades/Georgia | http://freeingthegrid.org/#state-grades/Hawaii | http://freeingthegrid.org/#state-grades/Idaho | http://freeingthegrid.org/#state-grades/Illinois | http://freeingthegrid.org/#state-grades/Indiana | http://freeingthegrid.org/#state-grades/Iowa | http://freeingthegrid.org/#state-grades/Kansas | http://freeingthegrid.org/#state-grades/Kentucky | http://freeingthegrid.org/#state-grades/Lousiana | http://freeingthegrid.org/#state-grades/Maine | http://freeingthegrid.org/#state-grades/Maryland | http://freeingthegrid.org/#state-grades/Massachusetts | http://freeingthegrid.org/#state-grades/Michigan | http://freeingthegrid.org/#state-grades/Minnesota | http://freeingthegrid.org/#state-grades/Mississippi | http://freeingthegrid.org/#state-grades/Missouri | http://freeingthegrid.org/#state-grades/Montana | http://freeingthegrid.org/#state-grades/Nebraska | http://freeingthegrid.org/#state-grades/Nevada | http://freeingthegrid.org/#state-grades/New-Hampshire | http://freeingthegrid.org/#state-grades/New-Jersey | http://freeingthegrid.org/#state-grades/New-Mexico | http://freeingthegrid.org/#state-grades/New-York | http://freeingthegrid.org/#state-grades/North-Carolina | http://freeingthegrid.org/#state-grades/North-Dakota | http://freeingthegrid.org/#state-grades/Ohio | http://freeingthegrid.org/#state-grades/Oklahoma | http://freeingthegrid.org/#state-grades/Oregon | http://freeingthegrid.org/#state-grades/Pennsylvania | http://freeingthegrid.org/#state-grades/Rhode-Island | http://freeingthegrid.org/#state-grades/South-Carolina | http://freeingthegrid.org/#state-grades/South-Dakota | http://freeingthegrid.org/#state-grades/Tennessee | http://freeingthegrid.org/#state-grades/Texas | http://freeingthegrid.org/#state-grades/Utah | http://freeingthegrid.org/#state-grades/Vermont | http://freeingthegrid.org/#state-grades/Virginia | http://freeingthegrid.org/#state-grades/Washington | http://freeingthegrid.org/#state-grades/West-Virginia | http://freeingthegrid.org/#state-grades/Wisconsin | http://freeingthegrid.org/#state-grades/Wyoming | Information on Net Metering policies and Interconnection procedures by state
Network | Municipal Sustainability & Energy Forum | Forum connecting experts to stakeholders from varying sectors | [6 empty] | https://spotforcleanenergy.org/state/alabama/ | https://spotforcleanenergy.org/state/alaska/ | https://spotforcleanenergy.org/state/arizona/ | https://spotforcleanenergy.org/state/arkansas/ | https://spotforcleanenergy.org/state/california/ | https://spotforcleanenergy.org/state/colorado/ | https://spotforcleanenergy.org/state/connecticut/ | https://spotforcleanenergy.org/state/delaware/ | https://spotforcleanenergy.org/state/florida/ | https://spotforcleanenergy.org/state/georgia/ | https://spotforcleanenergy.org/state/hawaii/ | https://spotforcleanenergy.org/state/idaho/ | https://spotforcleanenergy.org/state/illinois/ | https://spotforcleanenergy.org/state/indiana/ | https://spotforcleanenergy.org/state/iowa/ | https://spotforcleanenergy.org/state/kansas/ | https://spotforcleanenergy.org/state/kentucky/ | https://spotforcleanenergy.org/state/lousiana/ | https://spotforcleanenergy.org/state/maine/ | https://spotforcleanenergy.org/state/maryland/ | https://spotforcleanenergy.org/state/massachusetts/ | https://spotforcleanenergy.org/state/michigan/ | https://spotforcleanenergy.org/state/minnesota/ | https://spotforcleanenergy.org/state/mississippi/ | https://spotforcleanenergy.org/state/missouri/ | https://spotforcleanenergy.org/state/montana/ | https://spotforcleanenergy.org/state/nebraska/ | https://spotforcleanenergy.org/state/nevada/ | https://spotforcleanenergy.org/state/new-hampshire/ | https://spotforcleanenergy.org/state/new-jersey/ | https://spotforcleanenergy.org/state/new-mexico/ | https://spotforcleanenergy.org/state/new-york/ | https://spotforcleanenergy.org/state/north-carolina/ | https://spotforcleanenergy.org/state/north-dakota/ | https://spotforcleanenergy.org/state/ohio/ | https://spotforcleanenergy.org/state/oklahoma/ | https://spotforcleanenergy.org/state/oregon/ | https://spotforcleanenergy.org/state/pennsylvania/ | https://spotforcleanenergy.org/state/rhode-island/ | https://spotforcleanenergy.org/state/south-carolina/ | https://spotforcleanenergy.org/state/south-dakota/ | https://spotforcleanenergy.org/state/tennessee/ | https://spotforcleanenergy.org/state/texas/ | https://spotforcleanenergy.org/state/utah/ | https://spotforcleanenergy.org/state/vermont/ | https://spotforcleanenergy.org/state/virginia/ | https://spotforcleanenergy.org/state/washington/ | https://spotforcleanenergy.org/state/west-virginia/ | https://spotforcleanenergy.org/state/wisconsin/ | https://spotforcleanenergy.org/state/wyoming/ | Comprehensive breakdown of policies affecting renewable energy by state
| Clean Energy Authority | A network of solar installers | [6 empty] | http://programs.dsireusa.org/system/program?fromSir=0&state=AL | http://programs.dsireusa.org/system/program?fromSir=0&state=AK | http://programs.dsireusa.org/system/program?fromSir=0&state=AZ | http://programs.dsireusa.org/system/program?fromSir=0&state=AR | http://programs.dsireusa.org/system/program?fromSir=0&state=CA | http://programs.dsireusa.org/system/program?fromSir=0&state=CO | http://programs.dsireusa.org/system/program?fromSir=0&state=CT | http://programs.dsireusa.org/system/program?fromSir=0&state=DE | http://programs.dsireusa.org/system/program?fromSir=0&state=FL | http://programs.dsireusa.org/system/program?fromSir=0&state=GA | http://programs.dsireusa.org/system/program?fromSir=0&state=HI | http://programs.dsireusa.org/system/program?fromSir=0&state=ID | http://programs.dsireusa.org/system/program?fromSir=0&state=IL | http://programs.dsireusa.org/system/program?fromSir=0&state=IN | http://programs.dsireusa.org/system/program?fromSir=0&state=IA | http://programs.dsireusa.org/system/program?fromSir=0&state=KS | http://programs.dsireusa.org/system/program?fromSir=0&state=KY | http://programs.dsireusa.org/system/program?fromSir=0&state=LA | http://programs.dsireusa.org/system/program?fromSir=0&state=ME | http://programs.dsireusa.org/system/program?fromSir=0&state=MD | http://programs.dsireusa.org/system/program?fromSir=0&state=MA | http://programs.dsireusa.org/system/program?fromSir=0&state=MI | http://programs.dsireusa.org/system/program?fromSir=0&state=MN | http://programs.dsireusa.org/system/program?fromSir=0&state=MS | http://programs.dsireusa.org/system/program?fromSir=0&state=MO | http://programs.dsireusa.org/system/program?fromSir=0&state=MT | http://programs.dsireusa.org/system/program?fromSir=0&state=NE | http://programs.dsireusa.org/system/program?fromSir=0&state=NV | http://programs.dsireusa.org/system/program?fromSir=0&state=NH | http://programs.dsireusa.org/system/program?fromSir=0&state=NJ | http://programs.dsireusa.org/system/program?fromSir=0&state=NM | http://programs.dsireusa.org/system/program?fromSir=0&state=NY | http://programs.dsireusa.org/system/program?fromSir=0&state=NC | http://programs.dsireusa.org/system/program?fromSir=0&state=ND | http://programs.dsireusa.org/system/program?fromSir=0&state=OH | http://programs.dsireusa.org/system/program?fromSir=0&state=OK | http://programs.dsireusa.org/system/program?fromSir=0&state=OR | http://programs.dsireusa.org/system/program?fromSir=0&state=PA | http://programs.dsireusa.org/system/program?fromSir=0&state=RI | http://programs.dsireusa.org/system/program?fromSir=0&state=SC | http://programs.dsireusa.org/system/program?fromSir=0&state=SD | http://programs.dsireusa.org/system/program?fromSir=0&state=TN | http://programs.dsireusa.org/system/program?fromSir=0&state=TX | http://programs.dsireusa.org/system/program?fromSir=0&state=UT | http://programs.dsireusa.org/system/program?fromSir=0&state=VT | http://programs.dsireusa.org/system/program?fromSir=0&state=VA | http://programs.dsireusa.org/system/program?fromSir=0&state=WA | http://programs.dsireusa.org/system/program?fromSir=0&state=WV | http://programs.dsireusa.org/system/program?fromSir=0&state=WI | http://programs.dsireusa.org/system/program?fromSir=0&state=WY | Database of incentives, rebates, and policies related to renewables and efficiency by state
Energy Industry Information
General | U.S. Energy Information Administration | Comprehensive analysis of U.S. energy production and use
| International Energy Agency | Comprehensive analysis of International energy production and use
| Institute for Local Self-Reliance | Information on living off the grid. Ranges in topic from Net Neutrality, to supporting local businesses, to gardening.
| GridWise Alliance | Organization advocating for grid modernization
| Center for the New Energy Economy | Colorado State University department providing technical and strategic assistance to help decision makers create policies that facilitate America's transition to a clean energy economy.
| Utility Dive | News on energy related stories
| Center for Sustainable Energy | Non-profit working with wide variety of stakeholders to develop customized solutions for renewable implementation
Microgrid Specific | Pareto Energy | "The Microgrid Company" - News, Blogs and Whitepapers all specific to microgrids
| Deparment of Energy | The DOE provides an array of design tools, market analysis, and informational resources specific to microgrids
Environmental Information | National Renewable Energy Laboratory | DOE laboratory for energy efficiency and renewable energy

## Building Type Data
Building Type |  |  | Building Name | Building Data
| Sector | Size | Concatenated Name | Peak Load | Nighttime Demand | Need For Battery Storage |  |  |  |  | School
Education (Night Classes Offered) | Commercial | Small | Education (Night Classes Offered) Small | 4.5 | 2 | 2.75 |  | Battery Storage Weighting |  | Stand-Alone Retail
| Commercial | Medium | Education (Night Classes Offered) Medium | 3 | 2 | 2.3 |  | Nighttime Demand | 0.7 | Strip Mall
| Commercial | Large | Education (Night Classes Offered) Large | 1 | 2 | 1.7 |  | Total Demand | 0.3 | Supermarket
Education (Day Classes Only) | Commercial | Small | Education (Day Classes Only) Small | 4.5 | 5 | 4.85 |  |  |  | Quick Service Restaurant
| Commercial | Medium | Education (Day Classes Only) Medium | 3.5 | 5 | 4.55 | Daily load vs. peak load |  |  | Full Service Restaurant
| Commercial | Large | Education (Day Classes Only) Large | 2 | 5 | 4.1 |  |  |  | Small Hotel
Laboratory | Commercial | Small | Laboratory Small | 3.5 | 1 | 1.75 |  |  |  | Hospital
| Commercial | Medium | Laboratory Medium | 2.25 | 1 | 1.375 |  |  |  | Outpatient Healthcare
| Commercial | Large | Laboratory Large | 1 | 1 | 1 |  |  |  | Warehouse
Food Sales | Commercial | Small | Food Sales Small | 4 | 2 | 2.6 |  |  |  | Midrise Apartment
| Commercial | Medium | Food Sales Medium | 2.5 | 2 | 2.15
| Commercial | Large | Food Sales Large | 1 | 2 | 1.7
Food Service (Breakfast/Lunch) | Commercial | Small | Food Service (Breakfast/Lunch) Small | 4.5 | 3 | 3.45
| Commercial | Medium | Food Service (Breakfast/Lunch) Medium | 3.75 | 3 | 3.225
| Commercial | Large | Food Service (Breakfast/Lunch) Large | 3 | 3 | 3
Food Service (Dinner/Late NIght) | Commercial | Small | Food Service (Dinner/Late NIght) Small | 4.5 | 2 | 2.75
| Commercial | Medium | Food Service (Dinner/Late NIght) Medium | 3.75 | 2 | 2.525
| Commercial | Large | Food Service (Dinner/Late NIght) Large | 3 | 2 | 2.3
Food Service (All Day) | Commercial | Small | Food Service (All Day) Small | 4 | 2 | 2.6
| Commercial | Medium | Food Service (All Day) Medium | 3 | 2 | 2.3
| Commercial | Large | Food Service (All Day) Large | 2 | 2 | 2
Healthcare (Inpatient) | Commercial | Small | Healthcare (Inpatient) Small | 3 | 1 | 1.6
| Commercial | Medium | Healthcare (Inpatient) Medium | 1.75 | 1 | 1.225
| Commercial | Large | Healthcare (Inpatient) Large | 0.5 | 1 | 0.85
Healthcare (Outpatient) | Commercial | Small | Healthcare (Outpatient) Small | 4 | 4 | 4
| Commercial | Medium | Healthcare (Outpatient) Medium | 2.75 | 4 | 3.625
| Commercial | Large | Healthcare (Outpatient) Large | 1.5 | 4 | 3.25
Hotel | Commercial | Small | Hotel Small | 3.5 | 1 | 1.75
| Commercial | Medium | Hotel Medium | 2.25 | 1 | 1.375
| Commercial | Large | Hotel Large | 1 | 1 | 1
Mercantile (Detached) | Commercial | Small | Mercantile (Detached) Small | 5 | 4 | 4.3
| Commercial | Medium | Mercantile (Detached) Medium | 3.75 | 4 | 3.925
| Commercial | Large | Mercantile (Detached) Large | 2.5 | 4 | 3.55
Mercantile (Attached) | Commercial | Small | Mercantile (Attached) Small | 5 | 5 | 5
| Commercial | Medium | Mercantile (Attached) Medium | 4 | 5 | 4.7
| Commercial | Large | Mercantile (Attached) Large | 3 | 5 | 4.4
Office | Commercial | Small | Office Small | 5 | 4 | 4.3
| Commercial | Medium | Office Medium | 3.5 | 4 | 3.85
| Commercial | Large | Office Large | 2 | 4 | 3.4
Public Assembly | Commercial | Small | Public Assembly Small | 4.5 | 4 | 4.15
| Commercial | Medium | Public Assembly Medium | 3.5 | 4 | 3.85
| Commercial | Large | Public Assembly Large | 2.5 | 4 | 3.55
Public Order and Safety | Commercial | Small | Public Order and Safety Small | 4 | 1 | 1.9
| Commercial | Medium | Public Order and Safety Medium | 3.25 | 1 | 1.675
| Commercial | Large | Public Order and Safety Large | 2.5 | 1 | 1.45
Religious Worship | Commercial | Small | Religious Worship Small | 5 | 3 | 3.6
| Commercial | Medium | Religious Worship Medium | 4.25 | 3 | 3.375
| Commercial | Large | Religious Worship Large | 3.5 | 3 | 3.15
Service | Commercial | Small | Service Small | 5 | 4 | 4.3
| Commercial | Medium | Service Medium | 3.75 | 4 | 3.925
| Commercial | Large | Service Large | 2.5 | 4 | 3.55
Warehouse/ Storage | Industrial | Small | Warehouse/ Storage Small | 5 | 2 | 2.9
| Industrial | Medium | Warehouse/ Storage Medium | 3.5 | 2 | 2.45
| Industrial | Large | Warehouse/ Storage Large | 2 | 2 | 2
Data Center | Commercial | Small | Data Center Small | 3.5 | 1 | 1.75
| Commercial | Medium | Data Center Medium | 2 | 1 | 1.3
| Commercial | Large | Data Center Large | 0.5 | 1 | 0.85
Manufacturing | Industrial | Small | Manufacturing Small | 3.5 | 2 | 2.45
| Industrial | Medium | Manufacturing Medium | 2.25 | 2 | 2.075
| Industrial | Large | Manufacturing Large | 1 | 2 | 1.7
Single Family (Detached) | Residential | Small | Single Family (Detached) Small | 5 | 2 | 2.9
| Residential | Medium | Single Family (Detached) Medium | 4.5 | 2 | 2.75
| Residential | Large | Single Family (Detached) Large | 4 | 2 | 2.6
Single Family (Attached) | Residential | Small | Single Family (Attached) Small | 5 | 2 | 2.9
| Residential | Medium | Single Family (Attached) Medium | 4.5 | 2 | 2.75
| Residential | Large | Single Family (Attached) Large | 4 | 2 | 2.6
Apartment | Residential | Small | Apartment Small | 4.5 | 2 | 2.75
| Residential | Medium | Apartment Medium | 3 | 2 | 2.3
| Residential | Large | Apartment Large | 1.5 | 2 | 1.85 |  | already relative to each other
subject to change
Higher the score, better for microgrids = low nightime demand 1 = a lot of energy used at night (high peak load)
avg daily lload by sqr ft for each buildmg tyo4
now we need to stress test the weighting scores to see how scores we get compare to spr and spot
Note on E2: 1=High Demand 5=Low Demand -Adam Mason +douglas.perry@presidio.edu Do we want to include climate zone into this peak load somehow? We could add another layer and use the zipcode data. -Adam Mason Yes ideally...I'll look more into this but let's discuss -Douglas Perry
Note on F2: 1=Large Night Demand 5=No Night Demand -Adam Mason
Note on G2: 1=Need Lots of Battery Storage 5=Need No Battery Storage -Adam Mason

## Zip Code Data
Zipcode | ZipCodeType | City | State | LocationType | Lat | Long
705 | STANDARD | AIBONITO | PR | PRIMARY | 18.14 | -66.26
610 | STANDARD | ANASCO | PR | PRIMARY | 18.28 | -67.14
611 | PO BOX | ANGELES | PR | PRIMARY | 18.28 | -66.79
612 | STANDARD | ARECIBO | PR | PRIMARY | 18.45 | -66.73
601 | STANDARD | ADJUNTAS | PR | PRIMARY | 18.16 | -66.72
631 | PO BOX | CASTANER | PR | PRIMARY | 18.19 | -66.82
602 | STANDARD | AGUADA | PR | PRIMARY | 18.38 | -67.18
603 | STANDARD | AGUADILLA | PR | PRIMARY | 18.43 | -67.15
604 | PO BOX | AGUADILLA | PR | PRIMARY | 18.43 | -67.15
605 | PO BOX | AGUADILLA | PR | PRIMARY | 18.43 | -67.15
703 | STANDARD | AGUAS BUENAS | PR | PRIMARY | 18.25 | -66.1
704 | STANDARD | AGUIRRE | PR | PRIMARY | 17.96 | -66.22
7675 | STANDARD | WESTWOOD | NJ | PRIMARY | 40.98 | -74.03
7677 | STANDARD | WOODCLIFF LAKE | NJ | PRIMARY | 41.02 | -74.05
7885 | STANDARD | WHARTON | NJ | PRIMARY | 40.89 | -74.58
7981 | STANDARD | WHIPPANY | NJ | PRIMARY | 40.82 | -74.41
7999 | STANDARD | WHIPPANY | NJ | PRIMARY | 40.82 | -74.41
8888 | PO BOX | WHITEHOUSE | NJ | PRIMARY | 40.62 | -74.76
8889 | STANDARD | WHITEHOUSE STATION | NJ | PRIMARY | 40.6 | -74.76
7095 | STANDARD | WOODBRIDGE | NJ | PRIMARY | 40.55 | -74.28
7481 | STANDARD | WYCKOFF | NJ | PRIMARY | 40.99 | -74.16
10451 | STANDARD | BRONX | NY | PRIMARY | 40.84 | -73.87
10452 | STANDARD | BRONX | NY | PRIMARY | 40.84 | -73.87
10453 | STANDARD | BRONX | NY | PRIMARY | 40.84 | -73.87
10454 | STANDARD | BRONX | NY | PRIMARY | 40.84 | -73.87
10455 | STANDARD | BRONX | NY | PRIMARY | 40.84 | -73.87
10456 | STANDARD | BRONX | NY | PRIMARY | 40.84 | -73.87
10457 | STANDARD | BRONX | NY | PRIMARY | 40.84 | -73.87
10458 | STANDARD | BRONX | NY | PRIMARY | 40.84 | -73.87
10459 | STANDARD | BRONX | NY | PRIMARY | 40.84 | -73.87
10460 | STANDARD | BRONX | NY | PRIMARY | 40.84 | -73.87
10461 | STANDARD | BRONX | NY | PRIMARY | 40.84 | -73.87
10462 | STANDARD | BRONX | NY | PRIMARY | 40.84 | -73.87
10463 | STANDARD | BRONX | NY | PRIMARY | 40.84 | -73.87
10464 | STANDARD | BRONX | NY | PRIMARY | 40.84 | -73.87
10465 | STANDARD | BRONX | NY | PRIMARY | 40.84 | -73.87
10466 | STANDARD | BRONX | NY | PRIMARY | 40.84 | -73.87
10467 | STANDARD | BRONX | NY | PRIMARY | 40.84 | -73.87
10468 | STANDARD | BRONX | NY | PRIMARY | 40.84 | -73.87
10469 | STANDARD | BRONX | NY | PRIMARY | 40.84 | -73.87
10470 | STANDARD | BRONX | NY | PRIMARY | 40.84 | -73.87
10471 | STANDARD | BRONX | NY | PRIMARY | 40.84 | -73.87
10472 | STANDARD | BRONX | NY | PRIMARY | 40.84 | -73.87
10473 | STANDARD | BRONX | NY | PRIMARY | 40.84 | -73.87
10474 | STANDARD | BRONX | NY | PRIMARY | 40.84 | -73.87
10475 | STANDARD | BRONX | NY | PRIMARY | 40.84 | -73.87
10499 | UNIQUE | BRONX | NY | PRIMARY | 40.84 | -73.87
10001 | STANDARD | NEW YORK | NY | PRIMARY | 40.71 | -73.99
10002 | STANDARD | NEW YORK | NY | PRIMARY | 40.71 | -73.99
10003 | STANDARD | NEW YORK | NY | PRIMARY | 40.71 | -73.99
10004 | STANDARD | NEW YORK | NY | PRIMARY | 40.71 | -73.99
10005 | STANDARD | NEW YORK | NY | PRIMARY | 40.71 | -73.99
10006 | STANDARD | NEW YORK | NY | PRIMARY | 40.71 | -73.99
10007 | STANDARD | NEW YORK | NY | PRIMARY | 40.71 | -73.99
10008 | PO BOX | NEW YORK | NY | PRIMARY | 40.71 | -73.99
10009 | STANDARD | NEW YORK | NY | PRIMARY | 40.71 | -73.99
10010 | STANDARD | NEW YORK | NY | PRIMARY | 40.71 | -73.99
10011 | STANDARD | NEW YORK | NY | PRIMARY | 40.71 | -73.99
10012 | STANDARD | NEW YORK | NY | PRIMARY | 40.71 | -73.99
10013 | STANDARD | NEW YORK | NY | PRIMARY | 40.71 | -73.99
10014 | STANDARD | NEW YORK | NY | PRIMARY | 40.71 | -73.99
10016 | STANDARD | NEW YORK | NY | PRIMARY | 40.71 | -73.99
10017 | STANDARD | NEW YORK | NY | PRIMARY | 40.71 | -73.99
10018 | STANDARD | NEW YORK | NY | PRIMARY | 40.71 | -73.99
10019 | STANDARD | NEW YORK | NY | PRIMARY | 40.71 | -73.99
10020 | STANDARD | NEW YORK | NY | PRIMARY | 40.71 | -73.99
10021 | STANDARD | NEW YORK | NY | PRIMARY | 40.77 | -73.95
10022 | STANDARD | NEW YORK | NY | PRIMARY | 40.71 | -73.99
10023 | STANDARD | NEW YORK | NY | PRIMARY | 40.71 | -73.99
10024 | STANDARD | NEW YORK | NY | PRIMARY | 40.71 | -73.99
10025 | STANDARD | NEW YORK | NY | PRIMARY | 40.71 | -73.99
10026 | STANDARD | NEW YORK | NY | PRIMARY | 40.71 | -73.99
10027 | STANDARD | NEW YORK | NY | PRIMARY | 40.71 | -73.99
10028 | STANDARD | NEW YORK | NY | PRIMARY | 40.71 | -73.99
10029 | STANDARD | NEW YORK | NY | PRIMARY | 40.71 | -73.99
10030 | STANDARD | NEW YORK | NY | PRIMARY | 40.71 | -73.99
10031 | STANDARD | NEW YORK | NY | PRIMARY | 40.71 | -73.99
10032 | STANDARD | NEW YORK | NY | PRIMARY | 40.71 | -73.99
10033 | STANDARD | NEW YORK | NY | PRIMARY | 40.71 | -73.99
10034 | STANDARD | NEW YORK | NY | PRIMARY | 40.71 | -73.99
613 | PO BOX | ARECIBO | PR | PRIMARY | 18.45 | -66.73
614 | PO BOX | ARECIBO | PR | PRIMARY | 18.45 | -66.73
714 | STANDARD | ARROYO | PR | PRIMARY | 17.97 | -66.06
616 | STANDARD | BAJADERO | PR | PRIMARY | 18.4 | -66.66
617 | STANDARD | BARCELONETA | PR | PRIMARY | 18.45 | -66.53
794 | STANDARD | BARRANQUITAS | PR | PRIMARY | 18.18 | -66.3
622 | STANDARD | BOQUERON | PR | PRIMARY | 17.99 | -67.15
623 | STANDARD | CABO ROJO | PR | PRIMARY | 18.08 | -67.14
627 | STANDARD | CAMUY | PR | PRIMARY | 18.48 | -66.84
729 | STANDARD | CANOVANAS | PR | PRIMARY | 18.37 | -65.9
979 | STANDARD | CAROLINA | PR | PRIMARY | 18.4 | -65.98
981 | PO BOX | CAROLINA | PR | PRIMARY | 18.4 | -65.98
982 | STANDARD | CAROLINA | PR | PRIMARY | 18.4 | -65.98
983 | STANDARD | CAROLINA | PR | PRIMARY | 18.4 | -65.98
984 | PO BOX | CAROLINA | PR | PRIMARY | 18.4 | -65.98
985 | STANDARD | CAROLINA | PR | PRIMARY | 18.4 | -65.98
986 | PO BOX | CAROLINA | PR | PRIMARY | 18.4 | -65.98
987 | STANDARD | CAROLINA | PR | PRIMARY | 18.4 | -65.98
988 | PO BOX | CAROLINA | PR | PRIMARY | 18.4 | -65.98
736 | STANDARD | CAYEY | PR | PRIMARY | 18.11 | -66.16
739 | STANDARD | CIDRA | PR | PRIMARY | 18.17 | -66.15
769 | STANDARD | COAMO | PR | PRIMARY | 18.08 | -66.36
782 | STANDARD | COMERIO | PR | PRIMARY | 18.22 | -66.22
783 | STANDARD | COROZAL | PR | PRIMARY | 18.34 | -66.31
9848 | MILITARY | APO | AE | PRIMARY
10200 | STANDARD | NEW YORK | NY | PRIMARY | 40.77 | 73.95
9323 | MILITARY | APO | AE | PRIMARY | -44.25 | 33.53
659 | STANDARD | HATILLO | PR | PRIMARY | 18.48 | -66.82
660 | STANDARD | HORMIGUEROS | PR | PRIMARY | 18.14 | -67.12
791 | STANDARD | HUMACAO | PR | PRIMARY | 18.15 | -65.81
792 | PO BOX | HUMACAO | PR | PRIMARY | 18.15 | -65.81
662 | STANDARD | ISABELA | PR | PRIMARY | 18.5 | -67.02
664 | STANDARD | JAYUYA | PR | PRIMARY | 18.22 | -66.59
795 | STANDARD | JUANA DIAZ | PR | PRIMARY | 18.05 | -66.5
777 | STANDARD | JUNCOS | PR | PRIMARY | 18.22 | -65.91
728 | STANDARD | PONCE | PR | PRIMARY | 17.98 | -66.6
725 | STANDARD | CAGUAS | PR | PRIMARY | 18.23 | -66.03
726 | PO BOX | CAGUAS | PR | PRIMARY | 18.23 | -66.03
727 | STANDARD | CAGUAS | PR | PRIMARY | 18.23 | -66.03
737 | PO BOX | CAYEY | PR | PRIMARY | 18.11 | -66.16
735 | STANDARD | CEIBA | PR | PRIMARY | 18.26 | -65.64
742 | PO BOX | ROOSEVELT ROADS | PR | PRIMARY | 18.27 | -65.65
638 | STANDARD | CIALES | PR | PRIMARY | 18.33 | -66.47
780 | STANDARD | COTO LAUREL | PR | PRIMARY | 18.09 | -66.57
775 | PO BOX | CULEBRA | PR | PRIMARY | 18.31 | -65.3
646 | STANDARD | DORADO | PR | PRIMARY | 18.47 | -66.27
647 | STANDARD | ENSENADA | PR | PRIMARY | 17.96 | -66.94
738 | STANDARD | FAJARDO | PR | PRIMARY | 18.33 | -65.65
650 | STANDARD | FLORIDA | PR | PRIMARY | 18.36 | -66.56
652 | STANDARD | GARROCHALES | PR | PRIMARY | 18.45 | -66.6
653 | STANDARD | GUANICA | PR | PRIMARY | 17.97 | -66.93
784 | STANDARD | GUAYAMA | PR | PRIMARY | 17.97 | -66.11
785 | PO BOX | GUAYAMA | PR | PRIMARY | 17.97 | -66.11
656 | STANDARD | GUAYANILLA | PR | PRIMARY | 18.02 | -66.79
965 | STANDARD | GUAYNABO | PR | PRIMARY | 18.38 | -66.11
966 | STANDARD | GUAYNABO | PR | PRIMARY | 18.38 | -66.11
968 | STANDARD | GUAYNABO | PR | PRIMARY | 18.38 | -66.11
969 | STANDARD | GUAYNABO | PR | PRIMARY | 18.38 | -66.11
970 | PO BOX | GUAYNABO | PR | PRIMARY | 18.38 | -66.11
971 | STANDARD | GUAYNABO | PR | PRIMARY | 18.38 | -66.11
778 | STANDARD | GURABO | PR | PRIMARY | 18.25 | -65.97
667 | STANDARD | LAJAS | PR | PRIMARY | 18.04 | -67.06
786 | PO BOX | LA PLATA | PR | PRIMARY | 18.16 | -66.23
669 | STANDARD | LARES | PR | PRIMARY | 18.29 | -66.88
670 | STANDARD | LAS MARIAS | PR | PRIMARY | 18.27 | -67.06
771 | STANDARD | LAS PIEDRAS | PR | PRIMARY | 18.18 | -65.86
931 | PO BOX | SAN JUAN | PR | PRIMARY | 18.4 | -66.06
933 | PO BOX | SAN JUAN | PR | PRIMARY | 18.4 | -66.06
934 | STANDARD | FORT BUCHANAN | PR | PRIMARY | 18.41 | -66.11
935 | UNIQUE | SAN JUAN | PR | PRIMARY | 18.4 | -66.06
936 | PO BOX | SAN JUAN | PR | PRIMARY | 18.4 | -66.06
772 | STANDARD | LOIZA | PR | PRIMARY | 18.43 | -65.88
773 | STANDARD | LUQUILLO | PR | PRIMARY | 18.37 | -65.71
674 | STANDARD | MANATI | PR | PRIMARY | 18.43 | -66.48
606 | STANDARD | MARICAO | PR | PRIMARY | 18.18 | -66.98
707 | STANDARD | MAUNABO | PR | PRIMARY | 18 | -65.9
636 | PO BOX | ROSARIO | PR | PRIMARY | 18.15 | -67.06
680 | STANDARD | MAYAGUEZ | PR | PRIMARY | 18.2 | -67.14
681 | PO BOX | MAYAGUEZ | PR | PRIMARY | 18.2 | -67.14
682 | STANDARD | MAYAGUEZ | PR | PRIMARY | 18.2 | -67.14
715 | STANDARD | MERCEDITA | PR | PRIMARY | 18 | -66.56
676 | STANDARD | MOCA | PR | PRIMARY | 18.39 | -67.11
687 | STANDARD | MOROVIS | PR | PRIMARY | 18.32 | -66.4
718 | STANDARD | NAGUABO | PR | PRIMARY | 18.21 | -65.73
719 | STANDARD | NARANJITO | PR | PRIMARY | 18.3 | -66.24
720 | STANDARD | OROCOVIS | PR | PRIMARY | 18.22 | -66.39
723 | STANDARD | PATILLAS | PR | PRIMARY | 18 | -66.01
624 | STANDARD | PENUELAS | PR | PRIMARY | 18.06 | -66.72
716 | STANDARD | PONCE | PR | PRIMARY | 17.98 | -66.6
717 | STANDARD | PONCE | PR | PRIMARY | 17.98 | -66.6
730 | STANDARD | PONCE | PR | PRIMARY | 17.98 | -66.6
731 | STANDARD | PONCE | PR | PRIMARY | 17.98 | -66.6
732 | PO BOX | PONCE | PR | PRIMARY | 17.98 | -66.6
733 | PO BOX | PONCE | PR | PRIMARY | 17.98 | -66.6
734 | PO BOX | PONCE | PR | PRIMARY | 17.98 | -66.6
740 | STANDARD | PUERTO REAL | PR | PRIMARY | 18.33 | -65.63
741 | STANDARD | PUNTA SANTIAGO | PR | PRIMARY | 18.15 | -65.76
678 | STANDARD | QUEBRADILLAS | PR | PRIMARY | 18.47 | -66.93
677 | STANDARD | RINCON | PR | PRIMARY | 18.34 | -67.25
744 | PO BOX | RIO BLANCO | PR | PRIMARY | 18.22 | -65.79
721 | PO BOX | PALMER | PR | PRIMARY | 18.37 | -65.77
745 | STANDARD | RIO GRANDE | PR | PRIMARY | 18.38 | -65.83
637 | STANDARD | SABANA GRANDE | PR | PRIMARY | 18.08 | -66.96
688 | STANDARD | SABANA HOYOS | PR | PRIMARY | 18.38 | -66.62
952 | STANDARD | SABANA SECA | PR | PRIMARY | 18.42 | -66.19
751 | STANDARD | SALINAS | PR | PRIMARY | 17.97 | -66.29
690 | STANDARD | SAN ANTONIO | PR | PRIMARY | 18.49 | -67.09
683 | STANDARD | SAN GERMAN | PR | PRIMARY | 18.08 | -67.04
901 | STANDARD | SAN JUAN | PR | PRIMARY | 18.4 | -66.06
902 | PO BOX | SAN JUAN | PR | PRIMARY | 18.4 | -66.06
906 | PO BOX | SAN JUAN | PR | PRIMARY | 18.4 | -66.06
907 | STANDARD | SAN JUAN | PR | PRIMARY | 18.4 | -66.06
908 | PO BOX | SAN JUAN | PR | PRIMARY | 18.4 | -66.06
909 | STANDARD | SAN JUAN | PR | PRIMARY | 18.44 | -66.06
910 | PO BOX | SAN JUAN | PR | PRIMARY | 18.4 | -66.06
911 | STANDARD | SAN JUAN | PR | PRIMARY | 18.4 | -66.06
912 | STANDARD | SAN JUAN | PR | PRIMARY | 18.4 | -66.06
913 | STANDARD | SAN JUAN | PR | PRIMARY | 18.4 | -66.06
914 | PO BOX | SAN JUAN | PR | PRIMARY | 18.4 | -66.06
915 | STANDARD | SAN JUAN | PR | PRIMARY | 18.4 | -66.06
916 | PO BOX | SAN JUAN | PR | PRIMARY | 18.4 | -66.06
917 | STANDARD | SAN JUAN | PR | PRIMARY | 18.4 | -66.06
918 | STANDARD | SAN JUAN | PR | PRIMARY | 18.4 | -66.06
919 | PO BOX | SAN JUAN | PR | PRIMARY | 18.4 | -66.06
920 | STANDARD | SAN JUAN | PR | PRIMARY | 18.4 | -66.06
921 | STANDARD | SAN JUAN | PR | PRIMARY | 18.4 | -66.06
922 | PO BOX | SAN JUAN | PR | PRIMARY | 18.4 | -66.06
923 | STANDARD | SAN JUAN | PR | PRIMARY | 18.4 | -66.06
924 | STANDARD | SAN JUAN | PR | PRIMARY | 18.4 | -66.06
925 | STANDARD | SAN JUAN | PR | PRIMARY | 18.4 | -66.06
926 | STANDARD | SAN JUAN | PR | PRIMARY | 18.4 | -66.06
927 | STANDARD | SAN JUAN | PR | PRIMARY | 18.4 | -66.06
928 | PO BOX | SAN JUAN | PR | PRIMARY | 18.4 | -66.06
929 | PO BOX | SAN JUAN | PR | PRIMARY | 18.4 | -66.06
930 | PO BOX | SAN JUAN | PR | PRIMARY | 18.4 | -66.06
937 | PO BOX | SAN JUAN | PR | PRIMARY | 18.4 | -66.06
939 | UNIQUE | SAN JUAN | PR | PRIMARY | 18.4 | -66.06
940 | PO BOX | SAN JUAN | PR | PRIMARY | 18.4 | -66.06
955 | PO BOX | SAN JUAN | PR | PRIMARY | 18.4 | -66.06
956 | STANDARD | BAYAMON | PR | PRIMARY | 18.28 | -66.13
957 | STANDARD | BAYAMON | PR | PRIMARY | 18.28 | -66.13
958 | PO BOX | BAYAMON | PR | PRIMARY | 18.28 | -66.13
959 | STANDARD | BAYAMON | PR | PRIMARY | 18.28 | -66.13
801 | PO BOX | ST THOMAS | VI | PRIMARY | 18.35 | -64.93
802 | STANDARD | ST THOMAS | VI | PRIMARY | 18.35 | -64.93
803 | PO BOX | ST THOMAS | VI | PRIMARY | 18.35 | -64.93
804 | PO BOX | ST THOMAS | VI | PRIMARY | 18.35 | -64.93
805 | PO BOX | ST THOMAS | VI | PRIMARY | 18.34 | -64.93
820 | STANDARD | CHRISTIANSTED | VI | PRIMARY | 17.74 | -64.7
821 | PO BOX | CHRISTIANSTED | VI | PRIMARY | 17.74 | -64.7
822 | PO BOX | CHRISTIANSTED | VI | PRIMARY | 17.74 | -64.7
823 | PO BOX | CHRISTIANSTED | VI | PRIMARY | 17.74 | -64.7
824 | PO BOX | CHRISTIANSTED | VI | PRIMARY | 17.74 | -64.7
830 | STANDARD | ST JOHN | VI | PRIMARY | 18.33 | -64.79
831 | PO BOX | ST JOHN | VI | PRIMARY | 18.33 | -64.79
840 | STANDARD | FREDERIKSTED | VI | PRIMARY | 17.71 | -64.88
841 | PO BOX | FREDERIKSTED | VI | PRIMARY | 17.71 | -64.88
850 | STANDARD | KINGSHILL | VI | PRIMARY | 17.76 | -64.82
851 | PO BOX | KINGSHILL | VI | PRIMARY | 17.73 | -64.8
2478 | STANDARD | BELMONT | MA | PRIMARY | 42.39 | -71.18
2479 | PO BOX | WAVERLEY | MA | PRIMARY | 42.39 | -71.17
2445 | STANDARD | BROOKLINE | MA | PRIMARY | 42.32 | -71.14
2446 | STANDARD | BROOKLINE | MA | PRIMARY | 42.32 | -71.14
2447 | PO BOX | BROOKLINE VILLAGE | MA | PRIMARY | 42.33 | -71.13
2420 | STANDARD | LEXINGTON | MA | PRIMARY | 42.44 | -71.23
2421 | STANDARD | LEXINGTON | MA | PRIMARY | 42.44 | -71.23
2492 | STANDARD | NEEDHAM | MA | PRIMARY | 42.28 | -71.24
2494 | STANDARD | NEEDHAM HEIGHTS | MA | PRIMARY | 42.28 | -71.24
2456 | PO BOX | NEW TOWN | MA | PRIMARY | 42.33 | -71.2
2458 | STANDARD | NEWTON | MA | PRIMARY | 42.33 | -71.2
2459 | STANDARD | NEWTON CENTER | MA | PRIMARY | 42.31 | -71.19
2460 | STANDARD | NEWTONVILLE | MA | PRIMARY | 42.35 | -71.2
2461 | STANDARD | NEWTON HIGHLANDS | MA | PRIMARY | 42.31 | -71.2
2462 | STANDARD | NEWTON LOWER FALLS | MA | PRIMARY | 42.33 | -71.25
2464 | STANDARD | NEWTON UPPER FALLS | MA | PRIMARY | 42.31 | -71.22
2465 | STANDARD | WEST NEWTON | MA | PRIMARY | 42.35 | -71.22
2466 | STANDARD | AUBURNDALE | MA | PRIMARY | 42.34 | -71.24
960 | PO BOX | BAYAMON | PR | PRIMARY | 18.28 | -66.13
961 | STANDARD | BAYAMON | PR | PRIMARY | 18.41 | -66.15
962 | STANDARD | CATANO | PR | PRIMARY | 18.43 | -66.11
963 | PO BOX | CATANO | PR | PRIMARY | 18.43 | -66.11
975 | UNIQUE | SAN JUAN | PR | PRIMARY | 18.4 | -66.06
976 | STANDARD | TRUJILLO ALTO | PR | PRIMARY | 18.36 | -66.01
977 | PO BOX | TRUJILLO ALTO | PR | PRIMARY | 18.36 | -66.01
978 | PO BOX | SAINT JUST | PR | PRIMARY | 18.37 | -66.01
754 | STANDARD | SAN LORENZO | PR | PRIMARY | 18.19 | -65.96
685 | STANDARD | SAN SEBASTIAN | PR | PRIMARY | 18.33 | -66.99
757 | STANDARD | SANTA ISABEL | PR | PRIMARY | 17.97 | -66.4
953 | STANDARD | TOA ALTA | PR | PRIMARY | 18.39 | -66.25
954 | PO BOX | TOA ALTA | PR | PRIMARY | 18.39 | -66.25
949 | STANDARD | TOA BAJA | PR | PRIMARY | 18.44 | -66.25
950 | PO BOX | TOA BAJA | PR | PRIMARY | 18.44 | -66.25
951 | PO BOX | TOA BAJA | PR | PRIMARY | 18.44 | -66.25
641 | STANDARD | UTUADO | PR | PRIMARY | 18.27 | -66.7
692 | STANDARD | VEGA ALTA | PR | PRIMARY | 18.41 | -66.32
693 | STANDARD | VEGA BAJA | PR | PRIMARY | 18.44 | -66.39
694 | PO BOX | VEGA BAJA | PR | PRIMARY | 18.44 | -66.39
765 | STANDARD | VIEQUES | PR | PRIMARY | 18.42 | -65.83
766 | STANDARD | VILLALBA | PR | PRIMARY | 18.13 | -66.48
767 | STANDARD | YABUCOA | PR | PRIMARY | 18.04 | -65.87
698 | STANDARD | YAUCO | PR | PRIMARY | 18.03 | -66.86
2467 | STANDARD | CHESTNUT HILL | MA | PRIMARY | 42.31 | -71.16
2468 | STANDARD | WABAN | MA | PRIMARY | 42.32 | -71.23
2495 | PO BOX | NONANTUM | MA | PRIMARY | 42.33 | -71.2
2451 | STANDARD | WALTHAM | MA | PRIMARY | 42.38 | -71.24
2452 | STANDARD | WALTHAM | MA | PRIMARY | 42.38 | -71.24
2453 | STANDARD | WALTHAM | MA | PRIMARY | 42.38 | -71.24
2454 | PO BOX | WALTHAM | MA | PRIMARY | 42.38 | -71.24
2455 | PO BOX | NORTH WALTHAM | MA | PRIMARY | 42.39 | -71.22
2471 | PO BOX | WATERTOWN | MA | PRIMARY | 42.36 | -71.17
2472 | STANDARD | WATERTOWN | MA | PRIMARY | 42.36 | -71.17
2477 | UNIQUE | WATERTOWN | MA | PRIMARY | 42.36 | -71.17
2457 | PO BOX | BABSON PARK | MA | PRIMARY | 42.29 | -71.26
2481 | STANDARD | WELLESLEY HILLS | MA | PRIMARY | 42.31 | -71.27
2482 | STANDARD | WELLESLEY | MA | PRIMARY | 42.3 | -71.28
2493 | STANDARD | WESTON | MA | PRIMARY | 42.36 | -71.26
2184 | STANDARD | BRAINTREE | MA | PRIMARY | 42.2 | -71
2185 | PO BOX | BRAINTREE | MA | PRIMARY | 42.2 | -71
2186 | STANDARD | MILTON | MA | PRIMARY | 42.24 | -71.08
2187 | PO BOX | MILTON VILLAGE | MA | PRIMARY | 42.26 | -71.08
2169 | STANDARD | QUINCY | MA | PRIMARY | 42.26 | -71
2170 | STANDARD | QUINCY | MA | PRIMARY | 42.26 | -71
2171 | STANDARD | QUINCY | MA | PRIMARY | 42.26 | -71
2269 | PO BOX | QUINCY | MA | PRIMARY | 42.26 | -71
2188 | STANDARD | WEYMOUTH | MA | PRIMARY | 42.2 | -70.94
2189 | STANDARD | EAST WEYMOUTH | MA | PRIMARY | 42.2 | -70.94
2190 | STANDARD | SOUTH WEYMOUTH | MA | PRIMARY | 42.2 | -70.94
2191 | STANDARD | NORTH WEYMOUTH | MA | PRIMARY | 42.2 | -70.94
1718 | STANDARD | VILLAGE OF NAGOG WOODS | MA | PRIMARY | 42.51 | -71.41
1719 | STANDARD | BOXBOROUGH | MA | PRIMARY | 42.5 | -71.5
1720 | STANDARD | ACTON | MA | PRIMARY | 42.48 | -71.46
2474 | STANDARD | ARLINGTON | MA | PRIMARY | 42.41 | -71.16
2475 | PO BOX | ARLINGTON HEIGHTS | MA | PRIMARY | 42.41 | -71.18
2476 | STANDARD | ARLINGTON | MA | PRIMARY | 42.41 | -71.16
2150 | STANDARD | CHELSEA | MA | PRIMARY | 42.39 | -71.03
2149 | STANDARD | EVERETT | MA | PRIMARY | 42.4 | -71.05
2152 | STANDARD | WINTHROP | MA | PRIMARY | 42.37 | -70.98
2151 | STANDARD | REVERE | MA | PRIMARY | 42.41 | -70.99
2148 | STANDARD | MALDEN | MA | PRIMARY | 42.43 | -71.05
2176 | STANDARD | MELROSE | MA | PRIMARY | 42.45 | -71.05
2153 | PO BOX | MEDFORD | MA | PRIMARY | 42.42 | -71.1
2155 | STANDARD | MEDFORD | MA | PRIMARY | 42.42 | -71.1
2156 | PO BOX | WEST MEDFORD | MA | PRIMARY | 42.42 | -71.13
2143 | STANDARD | SOMERVILLE | MA | PRIMARY | 42.39 | -71.1
2144 | STANDARD | SOMERVILLE | MA | PRIMARY | 42.39 | -71.1
2145 | STANDARD | SOMERVILLE | MA | PRIMARY | 42.39 | -71.1
2180 | STANDARD | STONEHAM | MA | PRIMARY | 42.47 | -71.09
1913 | STANDARD | AMESBURY | MA | PRIMARY | 42.85 | -70.92
1810 | STANDARD | ANDOVER | MA | PRIMARY | 42.65 | -71.14
1812 | UNIQUE | ANDOVER | MA | PRIMARY | 42.65 | -71.14
1899 | UNIQUE | ANDOVER | MA | PRIMARY | 42.65 | -71.14
5501 | UNIQUE | ANDOVER | MA | PRIMARY | 42.65 | -71.14
1586 | PO BOX | WEST MILLBURY | MA | PRIMARY | 42.19 | -71.76
2054 | STANDARD | MILLIS | MA | PRIMARY | 42.16 | -71.35
1529 | STANDARD | MILLVILLE | MA | PRIMARY | 42.03 | -71.58
2350 | PO BOX | MONPONSETT | MA | PRIMARY | 42.02 | -70.84
2553 | PO BOX | MONUMENT BEACH | MA | PRIMARY | 41.71 | -70.6
2554 | STANDARD | NANTUCKET | MA | PRIMARY | 41.27 | -70.1
2564 | PO BOX | SIASCONSET | MA | PRIMARY | 41.27 | -70
2584 | PO BOX | NANTUCKET | MA | PRIMARY | 41.27 | -70.1
1760 | STANDARD | NATICK | MA | PRIMARY | 42.28 | -71.35
1531 | STANDARD | NEW BRAINTREE | MA | PRIMARY | 42.31 | -72.13
1950 | STANDARD | NEWBURYPORT | MA | PRIMARY | 42.81 | -70.88
1951 | STANDARD | NEWBURY | MA | PRIMARY | 42.8 | -71
1952 | STANDARD | SALISBURY | MA | PRIMARY | 42.83 | -70.84
2056 | STANDARD | NORFOLK | MA | PRIMARY | 42.11 | -71.31
2351 | STANDARD | ABINGTON | MA | PRIMARY | 42.11 | -70.95
1862 | STANDARD | NORTH BILLERICA | MA | PRIMARY | 42.57 | -71.29
1532 | STANDARD | NORTHBOROUGH | MA | PRIMARY | 42.31 | -71.64
1534 | STANDARD | NORTHBRIDGE | MA | PRIMARY | 42.15 | -71.65
1535 | STANDARD | NORTH BROOKFIELD | MA | PRIMARY | 42.27 | -72.08
2355 | PO BOX | NORTH CARVER | MA | PRIMARY | 41.91 | -70.79
2650 | STANDARD | NORTH CHATHAM | MA | PRIMARY | 41.7 | -69.95
1863 | STANDARD | NORTH CHELMSFORD | MA | PRIMARY | 42.63 | -71.39
2651 | PO BOX | NORTH EASTHAM | MA | PRIMARY | 41.84 | -69.97
2356 | STANDARD | NORTH EASTON | MA | PRIMARY | 42.05 | -71.1
2357 | UNIQUE | NORTH EASTON | MA | PRIMARY | 42.05 | -71.1
2556 | STANDARD | NORTH FALMOUTH | MA | PRIMARY | 41.64 | -70.63
2565 | PO BOX | SILVER BEACH | MA | PRIMARY | 41.63 | -70.64
1536 | STANDARD | NORTH GRAFTON | MA | PRIMARY | 42.23 | -71.69
2059 | PO BOX | NORTH MARSHFIELD | MA | PRIMARY | 42.1 | -70.71
1537 | STANDARD | NORTH OXFORD | MA | PRIMARY | 42.16 | -71.88
2358 | PO BOX | NORTH PEMBROKE | MA | PRIMARY | 42.09 | -70.78
1864 | STANDARD | NORTH READING | MA | PRIMARY | 42.56 | -71.06
1889 | UNIQUE | NORTH READING | MA | PRIMARY | 42.56 | -71.06
5544 | UNIQUE | ANDOVER | MA | PRIMARY | 42.65 | -71.14
1430 | STANDARD | ASHBURNHAM | MA | PRIMARY | 42.63 | -71.9
1431 | STANDARD | ASHBY | MA | PRIMARY | 42.68 | -71.81
1721 | STANDARD | ASHLAND | MA | PRIMARY | 42.25 | -71.46
1501 | STANDARD | AUBURN | MA | PRIMARY | 42.2 | -71.83
2322 | STANDARD | AVON | MA | PRIMARY | 42.11 | -71.03
1432 | STANDARD | AYER | MA | PRIMARY | 42.56 | -71.58
1434 | STANDARD | DEVENS | MA | PRIMARY | 42.53 | -71.61
1436 | STANDARD | BALDWINVILLE | MA | PRIMARY | 42.6 | -72.07
2630 | STANDARD | BARNSTABLE | MA | PRIMARY | 41.7 | -70.3
1730 | STANDARD | BEDFORD | MA | PRIMARY | 42.48 | -71.26
1731 | STANDARD | HANSCOM AFB | MA | PRIMARY | 42.46 | -71.28
2019 | STANDARD | BELLINGHAM | MA | PRIMARY | 42.09 | -71.47
1503 | STANDARD | BERLIN | MA | PRIMARY | 42.38 | -71.63
1915 | STANDARD | BEVERLY | MA | PRIMARY | 42.55 | -70.84
1821 | STANDARD | BILLERICA | MA | PRIMARY | 42.55 | -71.26
1822 | PO BOX | BILLERICA | MA | PRIMARY | 42.55 | -71.26
1504 | STANDARD | BLACKSTONE | MA | PRIMARY | 42.01 | -71.5
1740 | STANDARD | BOLTON | MA | PRIMARY | 42.43 | -71.6
2108 | STANDARD | BOSTON | MA | PRIMARY | 42.35 | -71.06
2109 | STANDARD | BOSTON | MA | PRIMARY | 42.35 | -71.06
2110 | STANDARD | BOSTON | MA | PRIMARY | 42.35 | -71.06
2111 | STANDARD | BOSTON | MA | PRIMARY | 42.35 | -71.06
2112 | PO BOX | BOSTON | MA | PRIMARY | 42.35 | -71.06
2113 | STANDARD | BOSTON | MA | PRIMARY | 42.35 | -71.06
2114 | STANDARD | BOSTON | MA | PRIMARY | 42.35 | -71.06
2115 | STANDARD | BOSTON | MA | PRIMARY | 42.35 | -71.06
2116 | STANDARD | BOSTON | MA | PRIMARY | 42.35 | -71.06
2117 | PO BOX | BOSTON | MA | PRIMARY | 42.35 | -71.06
2118 | STANDARD | BOSTON | MA | PRIMARY | 42.35 | -71.06
2119 | STANDARD | ROXBURY | MA | PRIMARY | 42.35 | -71.06
2120 | STANDARD | ROXBURY CROSSING | MA | PRIMARY | 42.35 | -71.06
2121 | STANDARD | DORCHESTER | MA | PRIMARY | 42.35 | -71.06
2122 | STANDARD | DORCHESTER | MA | PRIMARY | 42.35 | -71.06
2123 | PO BOX | BOSTON | MA | PRIMARY | 42.35 | -71.06
2124 | STANDARD | DORCHESTER CENTER | MA | PRIMARY | 42.35 | -71.06
2125 | STANDARD | DORCHESTER | MA | PRIMARY | 42.35 | -71.06
2126 | STANDARD | MATTAPAN | MA | PRIMARY | 42.26 | -71.1
2127 | STANDARD | BOSTON | MA | PRIMARY | 42.35 | -71.06
2128 | STANDARD | BOSTON | MA | PRIMARY | 42.35 | -71.06
2129 | STANDARD | CHARLESTOWN | MA | PRIMARY | 42.38 | -71.06
2130 | STANDARD | JAMAICA PLAIN | MA | PRIMARY | 42.3 | -71.11
2131 | STANDARD | ROSLINDALE | MA | PRIMARY | 42.28 | -71.13
2132 | STANDARD | WEST ROXBURY | MA | PRIMARY | 42.28 | -71.16
2133 | STANDARD | BOSTON | MA | PRIMARY | 42.35 | -71.06
2134 | STANDARD | ALLSTON | MA | PRIMARY | 42.35 | -71.13
2135 | STANDARD | BRIGHTON | MA | PRIMARY | 42.35 | -71.15
2136 | STANDARD | HYDE PARK | MA | PRIMARY | 42.26 | -71.11
2137 | PO BOX | READVILLE | MA | PRIMARY | 42.25 | -71.12
2163 | STANDARD | BOSTON | MA | PRIMARY | 42.35 | -71.06
2196 | PO BOX | BOSTON | MA | PRIMARY | 42.35 | -71.06
2199 | STANDARD | BOSTON | MA | PRIMARY | 42.35 | -71.06
2201 | UNIQUE | BOSTON | MA | PRIMARY | 42.35 | -71.06
2203 | STANDARD | BOSTON | MA | PRIMARY | 42.35 | -71.06
2204 | UNIQUE | BOSTON | MA | PRIMARY | 42.35 | -71.06
2205 | PO BOX | BOSTON | MA | PRIMARY | 42.35 | -71.06
2206 | UNIQUE | BOSTON | MA | PRIMARY | 42.35 | -71.06
2210 | STANDARD | BOSTON | MA | PRIMARY | 42.35 | -71.06
2211 | UNIQUE | BOSTON | MA | PRIMARY | 42.35 | -71.06
2212 | UNIQUE | BOSTON | MA | PRIMARY | 42.35 | -71.06
2215 | STANDARD | BOSTON | MA | PRIMARY | 42.35 | -71.06
2217 | UNIQUE | BOSTON | MA | PRIMARY | 42.35 | -71.06
2222 | STANDARD | BOSTON | MA | PRIMARY | 42.35 | -71.06
2228 | PO BOX | EAST BOSTON | MA | PRIMARY | 42.35 | -71.06
2241 | UNIQUE | BOSTON | MA | PRIMARY | 42.35 | -71.06
2266 | UNIQUE | BOSTON | MA | PRIMARY | 42.35 | -71.06
2283 | STANDARD | BOSTON | MA | PRIMARY | 42.35 | -71.06
2284 | STANDARD | BOSTON | MA | PRIMARY | 42.35 | -71.06
2293 | UNIQUE | BOSTON | MA | PRIMARY | 42.35 | -71.06
2295 | UNIQUE | BOSTON | MA | PRIMARY | 42.35 | -71.06
2297 | UNIQUE | BOSTON | MA | PRIMARY | 42.35 | -71.06
2298 | PO BOX | BOSTON | MA | PRIMARY | 42.34 | -71.05
1921 | STANDARD | BOXFORD | MA | PRIMARY | 42.67 | -70.98
1505 | STANDARD | BOYLSTON | MA | PRIMARY | 42.35 | -71.73
2020 | PO BOX | BRANT ROCK | MA | PRIMARY | 42.08 | -70.64
2631 | STANDARD | BREWSTER | MA | PRIMARY | 41.76 | -70.08
2324 | STANDARD | BRIDGEWATER | MA | PRIMARY | 41.98 | -70.97
2325 | UNIQUE | BRIDGEWATER | MA | PRIMARY | 41.98 | -70.97
2301 | STANDARD | BROCKTON | MA | PRIMARY | 42.08 | -71.02
2302 | STANDARD | BROCKTON | MA | PRIMARY | 42.08 | -71.02
2303 | PO BOX | BROCKTON | MA | PRIMARY | 42.08 | -71.02
2304 | PO BOX | BROCKTON | MA | PRIMARY | 42.08 | -71.02
2305 | PO BOX | BROCKTON | MA | PRIMARY | 42.08 | -71.02
1506 | STANDARD | BROOKFIELD | MA | PRIMARY | 42.21 | -72.1
2327 | PO BOX | BRYANTVILLE | MA | PRIMARY | 42.06 | -70.8
1803 | STANDARD | BURLINGTON | MA | PRIMARY | 42.5 | -71.2
1805 | UNIQUE | BURLINGTON | MA | PRIMARY | 42.5 | -71.2
2532 | STANDARD | BUZZARDS BAY | MA | PRIMARY | 41.75 | -70.61
2542 | STANDARD | BUZZARDS BAY | MA | PRIMARY | 41.75 | -70.61
1922 | STANDARD | BYFIELD | MA | PRIMARY | 42.75 | -70.93
2138 | STANDARD | CAMBRIDGE | MA | PRIMARY | 42.37 | -71.11
2139 | STANDARD | CAMBRIDGE | MA | PRIMARY | 42.37 | -71.11
2140 | STANDARD | CAMBRIDGE | MA | PRIMARY | 42.37 | -71.11
2141 | STANDARD | CAMBRIDGE | MA | PRIMARY | 42.37 | -71.11
2142 | STANDARD | CAMBRIDGE | MA | PRIMARY | 42.37 | -71.11
2238 | PO BOX | CAMBRIDGE | MA | PRIMARY | 42.37 | -71.11
2021 | STANDARD | CANTON | MA | PRIMARY | 42.15 | -71.13
1741 | STANDARD | CARLISLE | MA | PRIMARY | 42.53 | -71.35
2330 | STANDARD | CARVER | MA | PRIMARY | 41.88 | -70.76
2534 | PO BOX | CATAUMET | MA | PRIMARY | 41.66 | -70.61
2632 | STANDARD | CENTERVILLE | MA | PRIMARY | 41.66 | -70.34
2634 | PO BOX | CENTERVILLE | MA | PRIMARY | 41.66 | -70.34
1507 | STANDARD | CHARLTON | MA | PRIMARY | 42.13 | -71.96
1509 | PO BOX | CHARLTON DEPOT | MA | PRIMARY | 42.13 | -71.96
1508 | PO BOX | CHARLTON CITY | MA | PRIMARY | 42.13 | -71.96
2633 | STANDARD | CHATHAM | MA | PRIMARY | 41.67 | -69.96
1824 | STANDARD | CHELMSFORD | MA | PRIMARY | 42.59 | -71.36
2535 | STANDARD | CHILMARK | MA | PRIMARY | 41.34 | -70.74
2552 | PO BOX | MENEMSHA | MA | PRIMARY | 41.34 | -70.73
1510 | STANDARD | CLINTON | MA | PRIMARY | 42.41 | -71.68
2025 | STANDARD | COHASSET | MA | PRIMARY | 42.23 | -70.8
1742 | STANDARD | CONCORD | MA | PRIMARY | 42.45 | -71.35
2635 | STANDARD | COTUIT | MA | PRIMARY | 41.62 | -70.44
2652 | PO BOX | NORTH TRURO | MA | PRIMARY | 42.04 | -70.09
1538 | PO BOX | NORTH UXBRIDGE | MA | PRIMARY | 42.05 | -71.64
2061 | STANDARD | NORWELL | MA | PRIMARY | 42.16 | -70.78
2062 | STANDARD | NORWOOD | MA | PRIMARY | 42.18 | -71.19
1865 | PO BOX | NUTTING LAKE | MA | PRIMARY | 42.54 | -71.25
2557 | STANDARD | OAK BLUFFS | MA | PRIMARY | 41.45 | -70.56
2558 | PO BOX | ONSET | MA | PRIMARY | 41.74 | -70.66
2653 | STANDARD | ORLEANS | MA | PRIMARY | 41.79 | -70
2655 | STANDARD | OSTERVILLE | MA | PRIMARY | 41.62 | -70.38
1540 | STANDARD | OXFORD | MA | PRIMARY | 42.11 | -71.87
1960 | STANDARD | PEABODY | MA | PRIMARY | 42.53 | -70.97
1961 | PO BOX | PEABODY | MA | PRIMARY | 42.53 | -70.97
2359 | STANDARD | PEMBROKE | MA | PRIMARY | 42.06 | -70.8
1463 | STANDARD | PEPPERELL | MA | PRIMARY | 42.66 | -71.58
1866 | PO BOX | PINEHURST | MA | PRIMARY | 42.53 | -71.23
2360 | STANDARD | PLYMOUTH | MA | PRIMARY | 41.95 | -70.66
2361 | PO BOX | PLYMOUTH | MA | PRIMARY | 41.95 | -70.66
2362 | PO BOX | PLYMOUTH | MA | PRIMARY | 41.95 | -70.66
2367 | STANDARD | PLYMPTON | MA | PRIMARY | 41.95 | -70.81
2559 | STANDARD | POCASSET | MA | PRIMARY | 41.69 | -70.63
1965 | PO BOX | PRIDES CROSSING | MA | PRIMARY | 42.56 | -70.86
1541 | STANDARD | PRINCETON | MA | PRIMARY | 42.45 | -71.86
2657 | STANDARD | PROVINCETOWN | MA | PRIMARY | 42.06 | -70.2
2368 | STANDARD | RANDOLPH | MA | PRIMARY | 42.17 | -71.05
1867 | STANDARD | READING | MA | PRIMARY | 42.53 | -71.1
1542 | STANDARD | ROCHDALE | MA | PRIMARY | 42.2 | -71.9
2370 | STANDARD | ROCKLAND | MA | PRIMARY | 42.13 | -70.91
1966 | STANDARD | ROCKPORT | MA | PRIMARY | 42.64 | -70.61
1969 | STANDARD | ROWLEY | MA | PRIMARY | 42.71 | -70.87
1543 | STANDARD | RUTLAND | MA | PRIMARY | 42.36 | -71.95
2561 | PO BOX | SAGAMORE | MA | PRIMARY | 41.78 | -70.53
2562 | STANDARD | SAGAMORE BEACH | MA | PRIMARY | 41.79 | -70.53
1970 | STANDARD | SALEM | MA | PRIMARY | 42.51 | -70.9
1971 | PO BOX | SALEM | MA | PRIMARY | 42.51 | -70.89
2563 | STANDARD | SANDWICH | MA | PRIMARY | 41.75 | -70.49
2040 | PO BOX | GREENBUSH | MA | PRIMARY | 42.19 | -70.76
2055 | PO BOX | MINOT | MA | PRIMARY | 42.19 | -70.76
2060 | PO BOX | NORTH SCITUATE | MA | PRIMARY | 42.21 | -70.76
2066 | STANDARD | SCITUATE | MA | PRIMARY | 42.18 | -70.73
2067 | STANDARD | SHARON | MA | PRIMARY | 42.11 | -71.18
2070 | PO BOX | SHELDONVILLE | MA | PRIMARY | 42.05 | -71.35
1770 | STANDARD | SHERBORN | MA | PRIMARY | 42.23 | -71.36
1464 | STANDARD | SHIRLEY | MA | PRIMARY | 42.54 | -71.65
1545 | STANDARD | SHREWSBURY | MA | PRIMARY | 42.3 | -71.71
1546 | UNIQUE | SHREWSBURY | MA | PRIMARY | 42.3 | -71.71
1745 | STANDARD | FAYVILLE | MA | PRIMARY | 42.29 | -71.5
1772 | STANDARD | SOUTHBOROUGH | MA | PRIMARY | 42.3 | -71.51
1550 | STANDARD | SOUTHBRIDGE | MA | PRIMARY | 42.08 | -72.03
2366 | PO BOX | SOUTH CARVER | MA | PRIMARY | 41.83 | -70.72
2659 | STANDARD | SOUTH CHATHAM | MA | PRIMARY | 41.68 | -70.02
2660 | STANDARD | SOUTH DENNIS | MA | PRIMARY | 41.7 | -70.15
2375 | STANDARD | SOUTH EASTON | MA | PRIMARY | 42.03 | -71.1
1560 | STANDARD | SOUTH GRAFTON | MA | PRIMARY | 42.17 | -71.68
1982 | STANDARD | SOUTH HAMILTON | MA | PRIMARY | 42.62 | -70.86
2661 | PO BOX | SOUTH HARWICH | MA | PRIMARY | 41.67 | -70.04
1561 | PO BOX | SOUTH LANCASTER | MA | PRIMARY | 42.43 | -71.69
2662 | PO BOX | SOUTH ORLEANS | MA | PRIMARY | 41.75 | -69.99
2071 | STANDARD | SOUTH WALPOLE | MA | PRIMARY | 42.09 | -71.27
2663 | PO BOX | SOUTH WELLFLEET | MA | PRIMARY | 41.89 | -69.98
2664 | STANDARD | SOUTH YARMOUTH | MA | PRIMARY | 41.67 | -70.2
2673 | STANDARD | WEST YARMOUTH | MA | PRIMARY | 41.65 | -70.24
1562 | STANDARD | SPENCER | MA | PRIMARY | 42.24 | -71.99
1564 | STANDARD | STERLING | MA | PRIMARY | 42.43 | -71.75
1467 | PO BOX | STILL RIVER | MA | PRIMARY | 42.49 | -71.61
2072 | STANDARD | STOUGHTON | MA | PRIMARY | 42.11 | -71.1
1775 | STANDARD | STOW | MA | PRIMARY | 42.43 | -71.5
1518 | STANDARD | FISKDALE | MA | PRIMARY | 42.12 | -72.11
1566 | STANDARD | STURBRIDGE | MA | PRIMARY | 42.09 | -72.06
1776 | STANDARD | SUDBURY | MA | PRIMARY | 42.36 | -71.4
1590 | STANDARD | SUTTON | MA | PRIMARY | 42.15 | -71.76
1468 | STANDARD | TEMPLETON | MA | PRIMARY | 42.55 | -72.06
1876 | STANDARD | TEWKSBURY | MA | PRIMARY | 42.61 | -71.23
1983 | STANDARD | TOPSFIELD | MA | PRIMARY | 42.63 | -70.95
1469 | STANDARD | TOWNSEND | MA | PRIMARY | 42.66 | -71.7
1474 | STANDARD | WEST TOWNSEND | MA | PRIMARY | 42.66 | -71.74
2666 | PO BOX | TRURO | MA | PRIMARY | 42 | -70.06
1879 | STANDARD | TYNGSBORO | MA | PRIMARY | 42.68 | -71.41
1569 | STANDARD | UXBRIDGE | MA | PRIMARY | 42.08 | -71.6
2568 | STANDARD | VINEYARD HAVEN | MA | PRIMARY | 41.45 | -70.6
2573 | PO BOX | WEST CHOP | MA | PRIMARY | 41.45 | -70.6
1880 | STANDARD | WAKEFIELD | MA | PRIMARY | 42.5 | -71.06
2081 | STANDARD | WALPOLE | MA | PRIMARY | 42.13 | -71.24
2571 | STANDARD | WAREHAM | MA | PRIMARY | 41.76 | -70.71
1778 | STANDARD | WAYLAND | MA | PRIMARY | 42.36 | -71.36
1570 | STANDARD | WEBSTER | MA | PRIMARY | 42.04 | -71.87
1571 | STANDARD | DUDLEY | MA | PRIMARY | 42.05 | -71.93
2667 | STANDARD | WELLFLEET | MA | PRIMARY | 41.93 | -70.03
2637 | PO BOX | CUMMAQUID | MA | PRIMARY | 41.7 | -70.24
1923 | STANDARD | DANVERS | MA | PRIMARY | 42.57 | -70.95
2026 | STANDARD | DEDHAM | MA | PRIMARY | 42.24 | -71.17
2027 | PO BOX | DEDHAM | MA | PRIMARY | 42.24 | -71.17
2638 | STANDARD | DENNIS | MA | PRIMARY | 41.73 | -70.2
2639 | STANDARD | DENNIS PORT | MA | PRIMARY | 41.66 | -70.13
2030 | STANDARD | DOVER | MA | PRIMARY | 42.24 | -71.27
1826 | STANDARD | DRACUT | MA | PRIMARY | 42.66 | -71.3
1827 | STANDARD | DUNSTABLE | MA | PRIMARY | 42.66 | -71.48
2331 | PO BOX | DUXBURY | MA | PRIMARY | 42.04 | -70.67
2332 | STANDARD | DUXBURY | MA | PRIMARY | 42.04 | -70.67
2333 | STANDARD | EAST BRIDGEWATER | MA | PRIMARY | 42.03 | -70.95
1515 | STANDARD | EAST BROOKFIELD | MA | PRIMARY | 42.22 | -72.04
2641 | PO BOX | EAST DENNIS | MA | PRIMARY | 41.74 | -70.15
1516 | STANDARD | DOUGLAS | MA | PRIMARY | 42.05 | -71.73
2536 | STANDARD | EAST FALMOUTH | MA | PRIMARY | 41.56 | -70.55
2642 | STANDARD | EASTHAM | MA | PRIMARY | 41.83 | -69.96
2334 | PO BOX | EASTON | MA | PRIMARY | 42.03 | -71.1
2643 | PO BOX | EAST ORLEANS | MA | PRIMARY | 41.74 | -69.98
1517 | PO BOX | EAST PRINCETON | MA | PRIMARY | 42.46 | -71.89
2537 | STANDARD | EAST SANDWICH | MA | PRIMARY | 41.73 | -70.43
1438 | PO BOX | EAST TEMPLETON | MA | PRIMARY | 42.53 | -72.05
2032 | STANDARD | EAST WALPOLE | MA | PRIMARY | 42.15 | -71.21
2538 | STANDARD | EAST WAREHAM | MA | PRIMARY | 41.77 | -70.64
2539 | STANDARD | EDGARTOWN | MA | PRIMARY | 41.38 | -70.53
2337 | PO BOX | ELMWOOD | MA | PRIMARY | 42.01 | -70.96
1929 | STANDARD | ESSEX | MA | PRIMARY | 42.63 | -70.77
2540 | STANDARD | FALMOUTH | MA | PRIMARY | 41.56 | -70.62
2541 | PO BOX | FALMOUTH | MA | PRIMARY | 41.54 | -70.6
2543 | STANDARD | WOODS HOLE | MA | PRIMARY | 41.52 | -70.66
1521 | STANDARD | HOLLAND | MA | PRIMARY | 42.05 | -72.15
1420 | STANDARD | FITCHBURG | MA | PRIMARY | 42.58 | -71.81
2644 | STANDARD | FORESTDALE | MA | PRIMARY | 41.68 | -70.5
2035 | STANDARD | FOXBORO | MA | PRIMARY | 42.06 | -71.24
1701 | STANDARD | FRAMINGHAM | MA | PRIMARY | 42.3 | -71.43
1702 | STANDARD | FRAMINGHAM | MA | PRIMARY | 42.3 | -71.43
1703 | PO BOX | FRAMINGHAM | MA | PRIMARY | 42.3 | -71.43
1704 | PO BOX | FRAMINGHAM | MA | PRIMARY | 42.3 | -71.43
1705 | PO BOX | FRAMINGHAM | MA | PRIMARY | 42.3 | -71.43
2038 | STANDARD | FRANKLIN | MA | PRIMARY | 42.08 | -71.38
1440 | STANDARD | GARDNER | MA | PRIMARY | 42.58 | -71.98
1930 | STANDARD | GLOUCESTER | MA | PRIMARY | 42.62 | -70.66
1931 | PO BOX | GLOUCESTER | MA | PRIMARY | 42.62 | -70.66
1519 | STANDARD | GRAFTON | MA | PRIMARY | 42.2 | -71.68
2041 | PO BOX | GREEN HARBOR | MA | PRIMARY | 42.1 | -70.71
1450 | STANDARD | GROTON | MA | PRIMARY | 42.6 | -71.57
1470 | UNIQUE | GROTON | MA | PRIMARY | 42.6 | -71.57
1471 | UNIQUE | GROTON | MA | PRIMARY | 42.6 | -71.57
2338 | STANDARD | HALIFAX | MA | PRIMARY | 41.98 | -70.86
1936 | PO BOX | HAMILTON | MA | PRIMARY | 42.61 | -70.86
2339 | STANDARD | HANOVER | MA | PRIMARY | 42.11 | -70.81
2340 | UNIQUE | HANOVER | MA | PRIMARY | 42.11 | -70.81
2341 | STANDARD | HANSON | MA | PRIMARY | 42.06 | -70.85
1451 | STANDARD | HARVARD | MA | PRIMARY | 42.5 | -71.58
2645 | STANDARD | HARWICH | MA | PRIMARY | 41.69 | -70.07
2646 | STANDARD | HARWICH PORT | MA | PRIMARY | 41.66 | -70.06
1937 | PO BOX | HATHORNE | MA | PRIMARY | 42.57 | -70.95
1830 | STANDARD | HAVERHILL | MA | PRIMARY | 42.78 | -71.08
1831 | PO BOX | HAVERHILL | MA | PRIMARY | 42.78 | -71.08
1832 | STANDARD | HAVERHILL | MA | PRIMARY | 42.78 | -71.08
1833 | STANDARD | GEORGETOWN | MA | PRIMARY | 42.73 | -70.98
1834 | STANDARD | GROVELAND | MA | PRIMARY | 42.75 | -71.03
1835 | STANDARD | HAVERHILL | MA | PRIMARY | 42.78 | -71.08
2018 | PO BOX | ACCORD | MA | PRIMARY | 42.17 | -70.88
2043 | STANDARD | HINGHAM | MA | PRIMARY | 42.23 | -70.88
2044 | UNIQUE | HINGHAM | MA | PRIMARY | 42.23 | -70.88
2343 | STANDARD | HOLBROOK | MA | PRIMARY | 42.14 | -71
1520 | STANDARD | HOLDEN | MA | PRIMARY | 42.35 | -71.85
1746 | STANDARD | HOLLISTON | MA | PRIMARY | 42.2 | -71.43
1747 | STANDARD | HOPEDALE | MA | PRIMARY | 42.12 | -71.54
1748 | STANDARD | HOPKINTON | MA | PRIMARY | 42.22 | -71.52
1452 | STANDARD | HUBBARDSTON | MA | PRIMARY | 42.48 | -72.01
1749 | STANDARD | HUDSON | MA | PRIMARY | 42.39 | -71.56
2045 | STANDARD | HULL | MA | PRIMARY | 42.3 | -70.9
2047 | PO BOX | HUMAROCK | MA | PRIMARY | 42.19 | -70.76
2601 | STANDARD | HYANNIS | MA | PRIMARY | 41.65 | -70.29
2647 | PO BOX | HYANNIS PORT | MA | PRIMARY | 41.64 | -70.3
1938 | STANDARD | IPSWICH | MA | PRIMARY | 42.67 | -70.83
1522 | STANDARD | JEFFERSON | MA | PRIMARY | 42.38 | -71.87
1523 | STANDARD | LANCASTER | MA | PRIMARY | 42.45 | -71.66
1840 | STANDARD | LAWRENCE | MA | PRIMARY | 42.7 | -71.16
1841 | STANDARD | LAWRENCE | MA | PRIMARY | 42.7 | -71.16
1842 | PO BOX | LAWRENCE | MA | PRIMARY | 42.7 | -71.16
1843 | STANDARD | LAWRENCE | MA | PRIMARY | 42.7 | -71.16
1844 | STANDARD | METHUEN | MA | PRIMARY | 42.71 | -71.18
1845 | STANDARD | NORTH ANDOVER | MA | PRIMARY | 42.7 | -71.11
1524 | STANDARD | LEICESTER | MA | PRIMARY | 42.25 | -71.9
1453 | STANDARD | LEOMINSTER | MA | PRIMARY | 42.51 | -71.77
1773 | STANDARD | LINCOLN | MA | PRIMARY | 42.41 | -71.3
1525 | PO BOX | LINWOOD | MA | PRIMARY | 42.05 | -71.64
1460 | STANDARD | LITTLETON | MA | PRIMARY | 42.53 | -71.47
1850 | STANDARD | LOWELL | MA | PRIMARY | 42.63 | -71.32
1851 | STANDARD | LOWELL | MA | PRIMARY | 42.63 | -71.32
1852 | STANDARD | LOWELL | MA | PRIMARY | 42.63 | -71.32
1853 | PO BOX | LOWELL | MA | PRIMARY | 42.63 | -71.32
1854 | STANDARD | LOWELL | MA | PRIMARY | 42.63 | -71.32
1462 | STANDARD | LUNENBURG | MA | PRIMARY | 42.59 | -71.72
1901 | STANDARD | LYNN | MA | PRIMARY | 42.47 | -70.96
1902 | STANDARD | LYNN | MA | PRIMARY | 42.47 | -70.96
1903 | PO BOX | LYNN | MA | PRIMARY | 42.47 | -70.96
1904 | STANDARD | LYNN | MA | PRIMARY | 42.47 | -70.96
1905 | STANDARD | LYNN | MA | PRIMARY | 42.47 | -70.96
1906 | STANDARD | SAUGUS | MA | PRIMARY | 42.46 | -71.01
1907 | STANDARD | SWAMPSCOTT | MA | PRIMARY | 42.46 | -70.89
1908 | STANDARD | NAHANT | MA | PRIMARY | 42.42 | -70.92
1910 | UNIQUE | LYNN | MA | PRIMARY | 42.47 | -70.96
1940 | STANDARD | LYNNFIELD | MA | PRIMARY | 42.53 | -71.04
1526 | PO BOX | MANCHAUG | MA | PRIMARY | 42.12 | -71.76
1944 | STANDARD | MANCHESTER | MA | PRIMARY | 42.56 | -70.76
2345 | PO BOX | MANOMET | MA | PRIMARY | 41.92 | -70.56
2048 | STANDARD | MANSFIELD | MA | PRIMARY | 42.02 | -71.21
1945 | STANDARD | MARBLEHEAD | MA | PRIMARY | 42.5 | -70.85
1752 | STANDARD | MARLBOROUGH | MA | PRIMARY | 42.34 | -71.54
2050 | STANDARD | MARSHFIELD | MA | PRIMARY | 42.09 | -70.7
2065 | PO BOX | OCEAN BLUFF | MA | PRIMARY | 42.1 | -70.71
2051 | PO BOX | MARSHFIELD HILLS | MA | PRIMARY | 42.15 | -70.73
2648 | STANDARD | MARSTONS MILLS | MA | PRIMARY | 41.67 | -70.4
2649 | STANDARD | MASHPEE | MA | PRIMARY | 41.65 | -70.48
1754 | STANDARD | MAYNARD | MA | PRIMARY | 42.42 | -71.45
2052 | STANDARD | MEDFIELD | MA | PRIMARY | 42.18 | -71.3
2053 | STANDARD | MEDWAY | MA | PRIMARY | 42.13 | -71.4
1756 | STANDARD | MENDON | MA | PRIMARY | 42.1 | -71.55
1860 | STANDARD | MERRIMAC | MA | PRIMARY | 42.83 | -71
2344 | UNIQUE | MIDDLEBORO | MA | PRIMARY | 41.86 | -70.9
2346 | STANDARD | MIDDLEBORO | MA | PRIMARY | 41.86 | -70.9
2348 | UNIQUE | LAKEVILLE | MA | PRIMARY | 41.86 | -70.9
2349 | UNIQUE | MIDDLEBORO | MA | PRIMARY | 41.86 | -70.9
1949 | STANDARD | MIDDLETON | MA | PRIMARY | 42.6 | -71.01
1757 | STANDARD | MILFORD | MA | PRIMARY | 42.14 | -71.51
1527 | STANDARD | MILLBURY | MA | PRIMARY | 42.19 | -71.76
1984 | STANDARD | WENHAM | MA | PRIMARY | 42.6 | -70.88
2668 | STANDARD | WEST BARNSTABLE | MA | PRIMARY | 41.7 | -70.37
1580 | UNIQUE | WESTBOROUGH | MA | PRIMARY | 42.26 | -71.61
1581 | STANDARD | WESTBOROUGH | MA | PRIMARY | 42.26 | -71.61
1582 | UNIQUE | WESTBOROUGH | MA | PRIMARY | 42.26 | -71.61
1885 | PO BOX | WEST BOXFORD | MA | PRIMARY | 42.67 | -71.03
1583 | STANDARD | WEST BOYLSTON | MA | PRIMARY | 42.36 | -71.78
2379 | STANDARD | WEST BRIDGEWATER | MA | PRIMARY | 42.01 | -71
1585 | STANDARD | WEST BROOKFIELD | MA | PRIMARY | 42.23 | -72.14
2669 | PO BOX | WEST CHATHAM | MA | PRIMARY | 41.68 | -69.99
2670 | STANDARD | WEST DENNIS | MA | PRIMARY | 41.66 | -70.16
2574 | PO BOX | WEST FALMOUTH | MA | PRIMARY | 41.6 | -70.64
1886 | STANDARD | WESTFORD | MA | PRIMARY | 42.58 | -71.43
1472 | PO BOX | WEST GROTON | MA | PRIMARY | 42.61 | -71.62
2671 | STANDARD | WEST HARWICH | MA | PRIMARY | 41.67 | -70.11
2672 | PO BOX | WEST HYANNISPORT | MA | PRIMARY | 41.66 | -70.33
1441 | UNIQUE | WESTMINSTER | MA | PRIMARY | 42.58 | -71.98
1473 | STANDARD | WESTMINSTER | MA | PRIMARY | 42.55 | -71.9
1985 | STANDARD | WEST NEWBURY | MA | PRIMARY | 42.8 | -71
2575 | PO BOX | WEST TISBURY | MA | PRIMARY | 41.38 | -70.67
1568 | STANDARD | UPTON | MA | PRIMARY | 42.17 | -71.61
2576 | STANDARD | WEST WAREHAM | MA | PRIMARY | 41.78 | -70.75
2090 | STANDARD | WESTWOOD | MA | PRIMARY | 42.21 | -71.21
2381 | PO BOX | WHITE HORSE BEACH | MA | PRIMARY | 41.93 | -70.59
1588 | STANDARD | WHITINSVILLE | MA | PRIMARY | 42.11 | -71.67
2382 | STANDARD | WHITMAN | MA | PRIMARY | 42.08 | -70.93
1887 | STANDARD | WILMINGTON | MA | PRIMARY | 42.55 | -71.16
1475 | STANDARD | WINCHENDON | MA | PRIMARY | 42.68 | -72.04
1477 | PO BOX | WINCHENDON SPRINGS | MA | PRIMARY | 42.69 | -72.01
1890 | STANDARD | WINCHESTER | MA | PRIMARY | 42.45 | -71.14
1801 | STANDARD | WOBURN | MA | PRIMARY | 42.48 | -71.15
1807 | UNIQUE | WOBURN | MA | PRIMARY | 42.48 | -71.15
1813 | UNIQUE | WOBURN | MA | PRIMARY | 42.48 | -71.15
1815 | UNIQUE | WOBURN | MA | PRIMARY | 42.48 | -71.15
1888 | PO BOX | WOBURN | MA | PRIMARY | 42.48 | -71.15
1784 | PO BOX | WOODVILLE | MA | PRIMARY | 42.23 | -71.55
1601 | PO BOX | WORCESTER | MA | PRIMARY | 42.26 | -71.8
1602 | STANDARD | WORCESTER | MA | PRIMARY | 42.26 | -71.8
1603 | STANDARD | WORCESTER | MA | PRIMARY | 42.26 | -71.8
1604 | STANDARD | WORCESTER | MA | PRIMARY | 42.26 | -71.8
1605 | STANDARD | WORCESTER | MA | PRIMARY | 42.26 | -71.8
1606 | STANDARD | WORCESTER | MA | PRIMARY | 42.26 | -71.8
1607 | STANDARD | WORCESTER | MA | PRIMARY | 42.26 | -71.8
1608 | STANDARD | WORCESTER | MA | PRIMARY | 42.26 | -71.8
1609 | STANDARD | WORCESTER | MA | PRIMARY | 42.26 | -71.8
1610 | STANDARD | WORCESTER | MA | PRIMARY | 42.26 | -71.8
1611 | STANDARD | CHERRY VALLEY | MA | PRIMARY | 42.23 | -71.87
1612 | STANDARD | PAXTON | MA | PRIMARY | 42.31 | -71.93
1613 | PO BOX | WORCESTER | MA | PRIMARY | 42.26 | -71.8
1614 | PO BOX | WORCESTER | MA | PRIMARY | 42.26 | -71.8
1615 | PO BOX | WORCESTER | MA | PRIMARY | 42.26 | -71.8
1653 | UNIQUE | WORCESTER | MA | PRIMARY | 42.26 | -71.8
1654 | UNIQUE | WORCESTER | MA | PRIMARY | 42.26 | -71.8
1655 | STANDARD | WORCESTER | MA | PRIMARY | 42.26 | -71.8
2093 | STANDARD | WRENTHAM | MA | PRIMARY | 42.06 | -71.33
2675 | STANDARD | YARMOUTH PORT | MA | PRIMARY | 41.7 | -70.22
2364 | STANDARD | KINGSTON | MA | PRIMARY | 41.99 | -70.71
2347 | STANDARD | LAKEVILLE | MA | PRIMARY | 41.85 | -70.95
4406 | STANDARD | ABBOT | ME | PRIMARY | 45.18 | -69.45
4001 | STANDARD | ACTON | ME | PRIMARY | 43.53 | -70.91
4606 | STANDARD | ADDISON | ME | PRIMARY | 45.08 | -67.46
4910 | STANDARD | ALBION | ME | PRIMARY | 44.53 | -69.44
4002 | STANDARD | ALFRED | ME | PRIMARY | 43.47 | -70.71
4535 | STANDARD | ALNA | ME | PRIMARY | 44.1 | -69.6
4216 | STANDARD | ANDOVER | ME | PRIMARY | 44.63 | -70.75
4911 | STANDARD | ANSON | ME | PRIMARY | 44.79 | -69.88
4732 | STANDARD | ASHLAND | ME | PRIMARY | 46.63 | -68.4
4912 | STANDARD | ATHENS | ME | PRIMARY | 44.92 | -69.67
4210 | STANDARD | AUBURN | ME | PRIMARY | 44.08 | -70.24
4211 | PO BOX | AUBURN | ME | PRIMARY | 44.08 | -70.24
4212 | PO BOX | AUBURN | ME | PRIMARY | 44.08 | -70.24
4330 | STANDARD | AUGUSTA | ME | PRIMARY | 44.33 | -69.72
4332 | PO BOX | AUGUSTA | ME | PRIMARY | 44.33 | -69.72
4333 | UNIQUE | AUGUSTA | ME | PRIMARY | 44.33 | -69.72
4336 | UNIQUE | AUGUSTA | ME | PRIMARY | 44.33 | -69.72
4338 | PO BOX | AUGUSTA | ME | PRIMARY | 44.33 | -69.72
4408 | STANDARD | AURORA | ME | PRIMARY | 44.85 | -68.32
4003 | STANDARD | BAILEY ISLAND | ME | PRIMARY | 43.73 | -69.99
4401 | STANDARD | BANGOR | ME | PRIMARY | 44.83 | -68.78
4402 | PO BOX | BANGOR | ME | PRIMARY | 44.83 | -68.78
4609 | STANDARD | BAR HARBOR | ME | PRIMARY | 44.38 | -68.21
4004 | PO BOX | BAR MILLS | ME | PRIMARY | 43.61 | -70.54
4635 | PO BOX | FRENCHBORO | ME | PRIMARY | 44.11 | -68.36
4653 | STANDARD | BASS HARBOR | ME | PRIMARY | 44.15 | -68.43
4530 | STANDARD | BATH | ME | PRIMARY | 43.93 | -69.83
4611 | PO BOX | BEALS | ME | PRIMARY | 44.48 | -67.58
4915 | STANDARD | BELFAST | ME | PRIMARY | 44.42 | -69.02
4917 | STANDARD | BELGRADE | ME | PRIMARY | 44.44 | -69.83
4918 | STANDARD | BELGRADE LAKES | ME | PRIMARY | 44.51 | -69.84
4733 | STANDARD | BENEDICTA | ME | PRIMARY | 45.8 | -68.41
4612 | STANDARD | BERNARD | ME | PRIMARY | 44.24 | -68.35
3901 | STANDARD | BERWICK | ME | PRIMARY | 43.26 | -70.86
4217 | STANDARD | BETHEL | ME | PRIMARY | 44.4 | -70.79
4286 | PO BOX | WEST BETHEL | ME | PRIMARY | 44.4 | -70.86
4005 | STANDARD | BIDDEFORD | ME | PRIMARY | 43.46 | -70.44
4007 | PO BOX | BIDDEFORD | ME | PRIMARY | 43.46 | -70.44
4006 | PO BOX | BIDDEFORD POOL | ME | PRIMARY | 43.44 | -70.34
4920 | STANDARD | BINGHAM | ME | PRIMARY | 45.05 | -69.87
4613 | STANDARD | BIRCH HARBOR | ME | PRIMARY | 44.38 | -68.04
4734 | PO BOX | BLAINE | ME | PRIMARY | 46.5 | -67.86
4614 | STANDARD | BLUE HILL | ME | PRIMARY | 44.41 | -68.58
4629 | PO BOX | EAST BLUE HILL | ME | PRIMARY | 44.44 | -68.54
4537 | STANDARD | BOOTHBAY | ME | PRIMARY | 43.87 | -69.63
4549 | STANDARD | ISLE OF SPRINGS | ME | PRIMARY | 43.89 | -69.62
4538 | STANDARD | BOOTHBAY HARBOR | ME | PRIMARY | 43.85 | -69.62
4570 | PO BOX | SQUIRREL ISLAND | ME | PRIMARY | 43.8 | -69.63
4008 | STANDARD | BOWDOINHAM | ME | PRIMARY | 44.01 | -69.89
4410 | STANDARD | BRADFORD | ME | PRIMARY | 45.06 | -68.93
4411 | STANDARD | BRADLEY | ME | PRIMARY | 44.92 | -68.62
4412 | STANDARD | BREWER | ME | PRIMARY | 44.77 | -68.73
4735 | STANDARD | BRIDGEWATER | ME | PRIMARY | 46.42 | -67.84
4009 | STANDARD | BRIDGTON | ME | PRIMARY | 44.06 | -70.72
4539 | STANDARD | BRISTOL | ME | PRIMARY | 43.95 | -69.5
4616 | STANDARD | BROOKLIN | ME | PRIMARY | 44.26 | -68.56
4921 | STANDARD | BROOKS | ME | PRIMARY | 44.55 | -69.12
4617 | STANDARD | BROOKSVILLE | ME | PRIMARY | 44.34 | -68.68
4642 | STANDARD | HARBORSIDE | ME | PRIMARY | 44.33 | -68.79
4413 | STANDARD | BROOKTON | ME | PRIMARY | 45.52 | -67.76
4010 | STANDARD | BROWNFIELD | ME | PRIMARY | 43.93 | -70.9
4414 | STANDARD | BROWNVILLE | ME | PRIMARY | 45.3 | -69.03
4415 | PO BOX | BROWNVILLE JUNCTION | ME | PRIMARY | 45.35 | -69.05
4011 | STANDARD | BRUNSWICK | ME | PRIMARY | 43.91 | -69.96
4219 | STANDARD | BRYANT POND | ME | PRIMARY | 44.37 | -70.64
4220 | STANDARD | BUCKFIELD | ME | PRIMARY | 44.28 | -70.36
4416 | STANDARD | BUCKSPORT | ME | PRIMARY | 44.6 | -68.79
4417 | STANDARD | BURLINGTON | ME | PRIMARY | 45.2 | -68.42
4922 | STANDARD | BURNHAM | ME | PRIMARY | 44.69 | -69.42
4619 | STANDARD | CALAIS | ME | PRIMARY | 45.13 | -67.2
4923 | STANDARD | CAMBRIDGE | ME | PRIMARY | 45.02 | -69.47
4843 | STANDARD | CAMDEN | ME | PRIMARY | 44.2 | -69.06
4847 | STANDARD | HOPE | ME | PRIMARY | 44.26 | -69.15
4924 | STANDARD | CANAAN | ME | PRIMARY | 44.76 | -69.56
4221 | STANDARD | CANTON | ME | PRIMARY | 44.44 | -70.31
3902 | STANDARD | CAPE NEDDICK | ME | PRIMARY | 43.17 | -70.61
4925 | STANDARD | CARATUNK | ME | PRIMARY | 45.23 | -69.99
4418 | STANDARD | GREENBUSH | ME | PRIMARY | 45.08 | -68.59
4736 | STANDARD | CARIBOU | ME | PRIMARY | 46.86 | -67.99
4419 | STANDARD | CARMEL | ME | PRIMARY | 44.79 | -69.05
4015 | STANDARD | CASCO | ME | PRIMARY | 44 | -70.52
4420 | UNIQUE | CASTINE | ME | PRIMARY | 44.38 | -68.8
4421 | STANDARD | CASTINE | ME | PRIMARY | 44.38 | -68.8
4016 | PO BOX | CENTER LOVELL | ME | PRIMARY | 44.17 | -70.87
4541 | STANDARD | CHAMBERLAIN | ME | PRIMARY | 43.88 | -69.49
4422 | STANDARD | CHARLESTON | ME | PRIMARY | 45.08 | -69.04
4017 | STANDARD | CHEBEAGUE ISLAND | ME | PRIMARY | 43.73 | -70.11
4622 | STANDARD | CHERRYFIELD | ME | PRIMARY | 44.6 | -67.92
4926 | PO BOX | CHINA VILLAGE | ME | PRIMARY | 44.47 | -69.51
4019 | PO BOX | CLIFF ISLAND | ME | PRIMARY | 43.69 | -70.1
4927 | STANDARD | CLINTON | ME | PRIMARY | 44.63 | -69.5
4623 | STANDARD | COLUMBIA FALLS | ME | PRIMARY | 44.65 | -67.72
4341 | PO BOX | COOPERS MILLS | ME | PRIMARY | 44.27 | -69.49
4624 | STANDARD | COREA | ME | PRIMARY | 44.41 | -67.99
4928 | STANDARD | CORINNA | ME | PRIMARY | 44.92 | -69.26
4020 | STANDARD | CORNISH | ME | PRIMARY | 43.8 | -70.8
4625 | PO BOX | CRANBERRY ISLES | ME | PRIMARY | 44.24 | -68.26
4738 | PO BOX | CROUSEVILLE | ME | PRIMARY | 46.76 | -68.08
4021 | STANDARD | CUMBERLAND CENTER | ME | PRIMARY | 43.8 | -70.25
4563 | STANDARD | CUSHING | ME | PRIMARY | 44.01 | -69.24
4626 | STANDARD | CUTLER | ME | PRIMARY | 44.69 | -67.21
4543 | STANDARD | DAMARISCOTTA | ME | PRIMARY | 44.03 | -69.51
4424 | STANDARD | DANFORTH | ME | PRIMARY | 45.66 | -67.86
4492 | STANDARD | WAITE | ME | PRIMARY | 45.32 | -67.69
4223 | PO BOX | DANVILLE | ME | PRIMARY | 44.03 | -70.27
4627 | STANDARD | DEER ISLE | ME | PRIMARY | 44.22 | -68.67
4022 | STANDARD | DENMARK | ME | PRIMARY | 43.97 | -70.8
4628 | STANDARD | DENNYSVILLE | ME | PRIMARY | 44.9 | -67.22
4929 | STANDARD | DETROIT | ME | PRIMARY | 44.79 | -69.29
4930 | STANDARD | DEXTER | ME | PRIMARY | 45.01 | -69.29
4224 | STANDARD | DIXFIELD | ME | PRIMARY | 44.53 | -70.45
4932 | STANDARD | DIXMONT | ME | PRIMARY | 44.68 | -69.16
4426 | STANDARD | DOVER FOXCROFT | ME | PRIMARY | 45.21 | -69.18
4481 | PO BOX | SEBEC | ME | PRIMARY | 45.27 | -69.11
4342 | STANDARD | DRESDEN | ME | PRIMARY | 44.1 | -69.72
4225 | STANDARD | DRYDEN | ME | PRIMARY | 44.62 | -70.25
4739 | STANDARD | EAGLE LAKE | ME | PRIMARY | 47.04 | -68.59
4226 | STANDARD | EAST ANDOVER | ME | PRIMARY | 44.6 | -70.72
4024 | STANDARD | EAST BALDWIN | ME | PRIMARY | 43.88 | -70.69
4544 | STANDARD | EAST BOOTHBAY | ME | PRIMARY | 43.82 | -69.59
4427 | STANDARD | CORINTH | ME | PRIMARY | 44.98 | -69.01
4227 | PO BOX | EAST DIXFIELD | ME | PRIMARY | 44.57 | -70.3
4428 | STANDARD | EDDINGTON | ME | PRIMARY | 44.82 | -68.69
4429 | STANDARD | HOLDEN | ME | PRIMARY | 44.75 | -68.67
4027 | STANDARD | LEBANON | ME | PRIMARY | 43.39 | -70.85
4228 | STANDARD | EAST LIVERMORE | ME | PRIMARY | 44.39 | -70.12
4630 | STANDARD | EAST MACHIAS | ME | PRIMARY | 44.73 | -67.39
4430 | STANDARD | EAST MILLINOCKET | ME | PRIMARY | 45.62 | -68.57
4933 | PO BOX | EAST NEWPORT | ME | PRIMARY | 44.81 | -69.22
4740 | STANDARD | EASTON | ME | PRIMARY | 46.64 | -67.91
4431 | PO BOX | EAST ORLAND | ME | PRIMARY | 44.58 | -68.66
4028 | PO BOX | EAST PARSONSFIELD | ME | PRIMARY | 43.72 | -70.91
4230 | PO BOX | EAST POLAND | ME | PRIMARY | 44.06 | -70.33
4631 | STANDARD | EASTPORT | ME | PRIMARY | 44.91 | -67.01
4029 | STANDARD | SEBAGO | ME | PRIMARY | 43.89 | -70.64
4231 | STANDARD | STONEHAM | ME | PRIMARY | 44.25 | -70.81
4935 | PO BOX | EAST VASSALBORO | ME | PRIMARY | 44.44 | -69.6
4030 | STANDARD | EAST WATERBORO | ME | PRIMARY | 43.6 | -70.69
4234 | PO BOX | EAST WILTON | ME | PRIMARY | 44.61 | -70.18
4343 | PO BOX | EAST WINTHROP | ME | PRIMARY | 44.33 | -69.9
3903 | STANDARD | ELIOT | ME | PRIMARY | 43.15 | -70.8
4605 | STANDARD | ELLSWORTH | ME | PRIMARY | 44.58 | -68.49
4434 | STANDARD | ETNA | ME | PRIMARY | 44.82 | -69.11
4936 | STANDARD | EUSTIS | ME | PRIMARY | 45.21 | -70.47
4435 | STANDARD | EXETER | ME | PRIMARY | 44.97 | -69.14
4937 | STANDARD | FAIRFIELD | ME | PRIMARY | 44.59 | -69.6
4938 | STANDARD | FARMINGTON | ME | PRIMARY | 44.66 | -70.14
4940 | PO BOX | FARMINGTON FALLS | ME | PRIMARY | 44.62 | -70.07
4742 | STANDARD | FORT FAIRFIELD | ME | PRIMARY | 46.76 | -67.83
4737 | STANDARD | CLAYTON LAKE | ME | PRIMARY | 46.61 | -69.52
4741 | PO BOX | ESTCOURT STATION | ME | PRIMARY | 47.4 | -69.17
4743 | STANDARD | FORT KENT | ME | PRIMARY | 47.26 | -68.57
4744 | PO BOX | FORT KENT MILLS | ME | PRIMARY | 47.23 | -68.58
4438 | STANDARD | FRANKFORT | ME | PRIMARY | 44.6 | -68.87
4634 | STANDARD | FRANKLIN | ME | PRIMARY | 44.58 | -68.23
4941 | STANDARD | FREEDOM | ME | PRIMARY | 44.53 | -69.29
4032 | STANDARD | FREEPORT | ME | PRIMARY | 43.85 | -70.1
4033 | UNIQUE | FREEPORT | ME | PRIMARY | 43.85 | -70.1
4034 | UNIQUE | FREEPORT | ME | PRIMARY | 43.85 | -70.1
4547 | STANDARD | FRIENDSHIP | ME | PRIMARY | 43.98 | -69.33
4037 | STANDARD | FRYEBURG | ME | PRIMARY | 44.01 | -70.97
4344 | STANDARD | FARMINGDALE | ME | PRIMARY | 44.25 | -69.78
4345 | STANDARD | GARDINER | ME | PRIMARY | 44.19 | -69.78
4346 | STANDARD | RANDOLPH | ME | PRIMARY | 44.23 | -69.75
4939 | STANDARD | GARLAND | ME | PRIMARY | 45.03 | -69.16
4548 | STANDARD | GEORGETOWN | ME | PRIMARY | 43.8 | -69.74
4038 | STANDARD | GORHAM | ME | PRIMARY | 43.68 | -70.44
4607 | STANDARD | GOULDSBORO | ME | PRIMARY | 44.47 | -68.03
4746 | STANDARD | GRAND ISLE | ME | PRIMARY | 47.3 | -68.15
4039 | STANDARD | GRAY | ME | PRIMARY | 43.88 | -70.33
4236 | STANDARD | GREENE | ME | PRIMARY | 44.18 | -70.14
4441 | STANDARD | GREENVILLE | ME | PRIMARY | 45.46 | -69.59
4485 | PO BOX | SHIRLEY MILLS | ME | PRIMARY | 45.35 | -69.63
4442 | STANDARD | GREENVILLE JUNCTION | ME | PRIMARY | 45.47 | -69.69
4443 | STANDARD | GUILFORD | ME | PRIMARY | 45.16 | -69.38
4347 | STANDARD | HALLOWELL | ME | PRIMARY | 44.29 | -69.81
4444 | STANDARD | HAMPDEN | ME | PRIMARY | 44.74 | -68.83
4640 | STANDARD | HANCOCK | ME | PRIMARY | 44.52 | -68.25
4237 | STANDARD | HANOVER | ME | PRIMARY | 44.49 | -70.69
4942 | STANDARD | HARMONY | ME | PRIMARY | 44.97 | -69.54
4643 | STANDARD | HARRINGTON | ME | PRIMARY | 44.61 | -67.81
4040 | STANDARD | HARRISON | ME | PRIMARY | 44.11 | -70.67
4943 | STANDARD | HARTLAND | ME | PRIMARY | 44.88 | -69.45
4238 | STANDARD | HEBRON | ME | PRIMARY | 44.19 | -70.4
4944 | PO BOX | HINCKLEY | ME | PRIMARY | 44.67 | -69.65
4041 | STANDARD | HIRAM | ME | PRIMARY | 43.87 | -70.8
4042 | STANDARD | HOLLIS CENTER | ME | PRIMARY | 43.59 | -70.6
4730 | STANDARD | HOULTON | ME | PRIMARY | 46.11 | -67.83
4761 | PO BOX | NEW LIMERICK | ME | PRIMARY | 46.1 | -67.96
4448 | STANDARD | HOWLAND | ME | PRIMARY | 45.25 | -68.66
4449 | STANDARD | HUDSON | ME | PRIMARY | 45 | -68.88
4644 | PO BOX | HULLS COVE | ME | PRIMARY | 44.42 | -68.27
4747 | STANDARD | ISLAND FALLS | ME | PRIMARY | 46 | -68.27
4848 | STANDARD | ISLESBORO | ME | PRIMARY | 44.3 | -68.9
4646 | PO BOX | ISLESFORD | ME | PRIMARY | 44.3 | -68.27
4945 | STANDARD | JACKMAN | ME | PRIMARY | 45.62 | -70.25
4239 | STANDARD | JAY | ME | PRIMARY | 44.5 | -70.21
4262 | PO BOX | NORTH JAY | ME | PRIMARY | 44.53 | -70.21
4348 | STANDARD | JEFFERSON | ME | PRIMARY | 44.2 | -69.45
4648 | STANDARD | JONESBORO | ME | PRIMARY | 44.66 | -67.57
4649 | STANDARD | JONESPORT | ME | PRIMARY | 44.53 | -67.59
4450 | STANDARD | KENDUSKEAG | ME | PRIMARY | 44.91 | -68.93
4043 | STANDARD | KENNEBUNK | ME | PRIMARY | 43.38 | -70.54
4014 | PO BOX | CAPE PORPOISE | ME | PRIMARY | 43.37 | -70.43
4046 | STANDARD | KENNEBUNKPORT | ME | PRIMARY | 43.35 | -70.46
4349 | STANDARD | KENTS HILL | ME | PRIMARY | 44.43 | -70.07
4047 | STANDARD | PARSONSFIELD | ME | PRIMARY | 43.72 | -70.92
4947 | STANDARD | KINGFIELD | ME | PRIMARY | 44.95 | -70.15
4451 | STANDARD | KINGMAN | ME | PRIMARY | 45.54 | -68.2
3904 | STANDARD | KITTERY | ME | PRIMARY | 43.09 | -70.73
3905 | STANDARD | KITTERY POINT | ME | PRIMARY | 43.08 | -70.69
4453 | STANDARD | LAGRANGE | ME | PRIMARY | 45.16 | -68.84
4455 | STANDARD | LEE | ME | PRIMARY | 45.36 | -68.28
4263 | STANDARD | LEEDS | ME | PRIMARY | 44.3 | -70.12
4456 | STANDARD | LEVANT | ME | PRIMARY | 44.86 | -68.93
4240 | STANDARD | LEWISTON | ME | PRIMARY | 44.08 | -70.17
4241 | PO BOX | LEWISTON | ME | PRIMARY | 44.08 | -70.17
4243 | PO BOX | LEWISTON | ME | PRIMARY | 44.08 | -70.17
4949 | STANDARD | LIBERTY | ME | PRIMARY | 44.38 | -69.3
4048 | STANDARD | LIMERICK | ME | PRIMARY | 43.68 | -70.79
4750 | STANDARD | LIMESTONE | ME | PRIMARY | 46.91 | -67.83
4751 | UNIQUE | LIMESTONE | ME | PRIMARY | 46.91 | -67.83
4049 | STANDARD | LIMINGTON | ME | PRIMARY | 43.73 | -70.71
4457 | STANDARD | LINCOLN | ME | PRIMARY | 45.36 | -68.5
4849 | STANDARD | LINCOLNVILLE | ME | PRIMARY | 44.28 | -69
4850 | PO BOX | LINCOLNVILLE CENTER | ME | PRIMARY | 44.3 | -69.07
4222 | STANDARD | DURHAM | ME | PRIMARY | 43.92 | -70.12
4250 | STANDARD | LISBON | ME | PRIMARY | 44.01 | -70.12
4252 | STANDARD | LISBON FALLS | ME | PRIMARY | 44 | -70.05
4350 | STANDARD | LITCHFIELD | ME | PRIMARY | 44.13 | -69.96
4650 | STANDARD | LITTLE DEER ISLE | ME | PRIMARY | 44.28 | -68.71
4253 | STANDARD | LIVERMORE | ME | PRIMARY | 44.33 | -70.24
4254 | STANDARD | LIVERMORE FALLS | ME | PRIMARY | 44.47 | -70.18
4255 | STANDARD | GREENWOOD | ME | PRIMARY | 44.4 | -70.7
4050 | STANDARD | LONG ISLAND | ME | PRIMARY | 43.69 | -70.15
4051 | STANDARD | LOVELL | ME | PRIMARY | 44.12 | -70.89
4652 | STANDARD | LUBEC | ME | PRIMARY | 44.79 | -67.11
4654 | STANDARD | MACHIAS | ME | PRIMARY | 44.7 | -67.47
4686 | STANDARD | WESLEY | ME | PRIMARY | 44.95 | -67.66
4655 | STANDARD | MACHIASPORT | ME | PRIMARY | 44.69 | -67.39
4756 | STANDARD | MADAWASKA | ME | PRIMARY | 47.34 | -68.33
4950 | STANDARD | MADISON | ME | PRIMARY | 44.79 | -69.88
4351 | STANDARD | MANCHESTER | ME | PRIMARY | 44.32 | -69.86
4757 | STANDARD | MAPLETON | ME | PRIMARY | 46.68 | -68.16
4758 | STANDARD | MARS HILL | ME | PRIMARY | 46.51 | -67.86
4851 | PO BOX | MATINICUS | ME | PRIMARY | 43.86 | -68.88
4459 | STANDARD | MATTAWAMKEAG | ME | PRIMARY | 45.51 | -68.35
4256 | STANDARD | MECHANIC FALLS | ME | PRIMARY | 44.11 | -70.39
4657 | STANDARD | MEDDYBEMPS | ME | PRIMARY | 45.03 | -67.35
4551 | STANDARD | BREMEN | ME | PRIMARY | 44 | -69.42
4460 | STANDARD | MEDWAY | ME | PRIMARY | 45.6 | -68.53
4257 | STANDARD | MEXICO | ME | PRIMARY | 44.56 | -70.54
4658 | STANDARD | MILBRIDGE | ME | PRIMARY | 44.52 | -67.88
4461 | STANDARD | MILFORD | ME | PRIMARY | 44.94 | -68.64
4462 | STANDARD | MILLINOCKET | ME | PRIMARY | 45.65 | -68.69
4463 | STANDARD | MILO | ME | PRIMARY | 45.25 | -68.98
4258 | STANDARD | MINOT | ME | PRIMARY | 44.08 | -70.32
4852 | PO BOX | MONHEGAN | ME | PRIMARY | 43.76 | -69.32
4259 | STANDARD | MONMOUTH | ME | PRIMARY | 44.23 | -70.01
4951 | STANDARD | MONROE | ME | PRIMARY | 44.61 | -69.01
4464 | STANDARD | MONSON | ME | PRIMARY | 45.28 | -69.5
4760 | STANDARD | MONTICELLO | ME | PRIMARY | 46.3 | -67.84
4054 | PO BOX | MOODY | ME | PRIMARY | 43.3 | -70.59
4952 | STANDARD | MORRILL | ME | PRIMARY | 44.44 | -69.14
4660 | STANDARD | MOUNT DESERT | ME | PRIMARY | 44.31 | -68.36
4352 | STANDARD | MOUNT VERNON | ME | PRIMARY | 44.5 | -69.98
4055 | STANDARD | NAPLES | ME | PRIMARY | 43.97 | -70.6
4553 | STANDARD | NEWCASTLE | ME | PRIMARY | 44.03 | -69.53
4056 | PO BOX | NEWFIELD | ME | PRIMARY | 43.64 | -70.84
4260 | STANDARD | NEW GLOUCESTER | ME | PRIMARY | 43.96 | -70.28
4554 | STANDARD | NEW HARBOR | ME | PRIMARY | 43.85 | -69.5
4558 | STANDARD | PEMAQUID | ME | PRIMARY | 43.89 | -69.52
4953 | STANDARD | NEWPORT | ME | PRIMARY | 44.83 | -69.26
4261 | STANDARD | NEWRY | ME | PRIMARY | 44.48 | -70.78
4955 | STANDARD | NEW SHARON | ME | PRIMARY | 44.63 | -70.01
4762 | STANDARD | NEW SWEDEN | ME | PRIMARY | 46.94 | -68.12
4956 | STANDARD | NEW VINEYARD | ME | PRIMARY | 44.8 | -70.12
4555 | STANDARD | NOBLEBORO | ME | PRIMARY | 44.07 | -69.48
4957 | STANDARD | NORRIDGEWOCK | ME | PRIMARY | 44.71 | -69.79
4958 | STANDARD | NORTH ANSON | ME | PRIMARY | 44.95 | -69.94
3906 | STANDARD | NORTH BERWICK | ME | PRIMARY | 43.3 | -70.73
4057 | PO BOX | NORTH BRIDGTON | ME | PRIMARY | 44.1 | -70.7
4662 | PO BOX | NORTHEAST HARBOR | ME | PRIMARY | 44.3 | -68.36
4556 | STANDARD | EDGECOMB | ME | PRIMARY | 43.95 | -69.63
4853 | STANDARD | NORTH HAVEN | ME | PRIMARY | 44.15 | -68.86
4265 | STANDARD | NORTH MONMOUTH | ME | PRIMARY | 44.27 | -70.05
4954 | PO BOX | NEW PORTLAND | ME | PRIMARY | 44.88 | -70.09
4961 | STANDARD | NEW PORTLAND | ME | PRIMARY | 45.01 | -70.08
4664 | STANDARD | SULLIVAN | ME | PRIMARY | 44.53 | -68.15
4266 | PO BOX | NORTH TURNER | ME | PRIMARY | 44.33 | -70.25
4962 | STANDARD | NORTH VASSALBORO | ME | PRIMARY | 44.48 | -69.56
4061 | STANDARD | NORTH WATERBORO | ME | PRIMARY | 43.63 | -70.73
4267 | PO BOX | NORTH WATERFORD | ME | PRIMARY | 44.2 | -70.72
4353 | STANDARD | WHITEFIELD | ME | PRIMARY | 44.17 | -69.62
4062 | STANDARD | WINDHAM | ME | PRIMARY | 43.79 | -70.4
4082 | PO BOX | SOUTH WINDHAM | ME | PRIMARY | 43.73 | -70.42
4268 | STANDARD | NORWAY | ME | PRIMARY | 44.21 | -70.55
4763 | STANDARD | OAKFIELD | ME | PRIMARY | 46.09 | -68.15
4963 | STANDARD | OAKLAND | ME | PRIMARY | 44.55 | -69.71
3907 | STANDARD | OGUNQUIT | ME | PRIMARY | 43.24 | -70.59
4063 | PO BOX | OCEAN PARK | ME | PRIMARY | 43.51 | -70.38
4064 | STANDARD | OLD ORCHARD BEACH | ME | PRIMARY | 43.52 | -70.38
4468 | STANDARD | OLD TOWN | ME | PRIMARY | 44.95 | -68.73
4964 | PO BOX | OQUOSSOC | ME | PRIMARY | 44.96 | -70.77
4471 | STANDARD | ORIENT | ME | PRIMARY | 45.81 | -67.84
4472 | STANDARD | ORLAND | ME | PRIMARY | 44.57 | -68.73
4469 | UNIQUE | ORONO | ME | PRIMARY | 44.88 | -68.68
4473 | STANDARD | ORONO | ME | PRIMARY | 44.88 | -68.68
4474 | STANDARD | ORRINGTON | ME | PRIMARY | 44.73 | -68.82
4066 | STANDARD | ORRS ISLAND | ME | PRIMARY | 43.77 | -69.96
4854 | STANDARD | OWLS HEAD | ME | PRIMARY | 44.08 | -69.05
4764 | STANDARD | OXBOW | ME | PRIMARY | 46.41 | -68.49
4270 | STANDARD | OXFORD | ME | PRIMARY | 44.14 | -70.5
4354 | STANDARD | PALERMO | ME | PRIMARY | 44.4 | -69.47
4965 | STANDARD | PALMYRA | ME | PRIMARY | 44.84 | -69.35
4271 | PO BOX | PARIS | ME | PRIMARY | 44.26 | -70.49
4475 | STANDARD | PASSADUMKEAG | ME | PRIMARY | 45.18 | -68.61
4765 | STANDARD | PATTEN | ME | PRIMARY | 45.99 | -68.44
4666 | STANDARD | PEMBROKE | ME | PRIMARY | 44.95 | -67.16
4476 | STANDARD | PENOBSCOT | ME | PRIMARY | 44.46 | -68.71
4766 | STANDARD | PERHAM | ME | PRIMARY | 46.84 | -68.19
4667 | STANDARD | PERRY | ME | PRIMARY | 44.97 | -67.07
4966 | STANDARD | PHILLIPS | ME | PRIMARY | 44.82 | -70.34
4562 | STANDARD | PHIPPSBURG | ME | PRIMARY | 43.82 | -69.81
4967 | STANDARD | PITTSFIELD | ME | PRIMARY | 44.77 | -69.38
4969 | STANDARD | PLYMOUTH | ME | PRIMARY | 44.76 | -69.21
4274 | STANDARD | POLAND | ME | PRIMARY | 44.06 | -70.39
4768 | STANDARD | PORTAGE | ME | PRIMARY | 46.76 | -68.47
4855 | PO BOX | PORT CLYDE | ME | PRIMARY | 43.93 | -69.25
4068 | STANDARD | PORTER | ME | PRIMARY | 43.79 | -70.93
4101 | STANDARD | PORTLAND | ME | PRIMARY | 43.66 | -70.25
4102 | STANDARD | PORTLAND | ME | PRIMARY | 43.66 | -70.25
4103 | STANDARD | PORTLAND | ME | PRIMARY | 43.66 | -70.25
4104 | PO BOX | PORTLAND | ME | PRIMARY | 43.66 | -70.25
4105 | STANDARD | FALMOUTH | ME | PRIMARY | 43.72 | -70.24
4106 | STANDARD | SOUTH PORTLAND | ME | PRIMARY | 43.63 | -70.28
4107 | STANDARD | CAPE ELIZABETH | ME | PRIMARY | 43.56 | -70.2
4108 | STANDARD | PEAKS ISLAND | ME | PRIMARY | 43.66 | -70.18
4109 | STANDARD | PORTLAND | ME | PRIMARY | 43.66 | -70.25
4110 | STANDARD | CUMBERLAND FORESIDE | ME | PRIMARY | 43.75 | -70.2
4112 | PO BOX | PORTLAND | ME | PRIMARY | 43.66 | -70.25
4116 | PO BOX | SOUTH PORTLAND | ME | PRIMARY | 43.63 | -70.28
4122 | UNIQUE | PORTLAND | ME | PRIMARY | 43.66 | -70.25
4123 | UNIQUE | PORTLAND | ME | PRIMARY | 43.66 | -70.25
4124 | UNIQUE | PORTLAND | ME | PRIMARY | 43.66 | -70.25
4069 | STANDARD | POWNAL | ME | PRIMARY | 43.89 | -70.18
4769 | STANDARD | PRESQUE ISLE | ME | PRIMARY | 46.68 | -67.98
4637 | PO BOX | GRAND LAKE STREAM | ME | PRIMARY | 45.17 | -67.77
4668 | STANDARD | PRINCETON | ME | PRIMARY | 45.22 | -67.57
4669 | STANDARD | PROSPECT HARBOR | ME | PRIMARY | 44.42 | -68.03
4970 | STANDARD | RANGELEY | ME | PRIMARY | 44.96 | -70.64
4071 | STANDARD | RAYMOND | ME | PRIMARY | 43.9 | -70.47
4355 | STANDARD | READFIELD | ME | PRIMARY | 44.38 | -69.96
4357 | STANDARD | RICHMOND | ME | PRIMARY | 44.08 | -69.79
4671 | STANDARD | ROBBINSTON | ME | PRIMARY | 45.06 | -67.16
4841 | STANDARD | ROCKLAND | ME | PRIMARY | 44.12 | -69.13
4846 | PO BOX | GLEN COVE | ME | PRIMARY | 44.11 | -69.08
4856 | STANDARD | ROCKPORT | ME | PRIMARY | 44.18 | -69.07
4478 | STANDARD | ROCKWOOD | ME | PRIMARY | 45.67 | -69.74
4564 | STANDARD | ROUND POND | ME | PRIMARY | 43.91 | -69.46
4275 | STANDARD | ROXBURY | ME | PRIMARY | 44.66 | -70.59
4276 | STANDARD | RUMFORD | ME | PRIMARY | 44.54 | -70.56
4280 | STANDARD | SABATTUS | ME | PRIMARY | 44.11 | -70.1
4072 | STANDARD | SACO | ME | PRIMARY | 43.53 | -70.45
4772 | STANDARD | SAINT AGATHA | ME | PRIMARY | 47.24 | -68.31
4971 | STANDARD | SAINT ALBANS | ME | PRIMARY | 44.91 | -69.41
4773 | STANDARD | SAINT DAVID | ME | PRIMARY | 47.31 | -68.22
4774 | STANDARD | SAINT FRANCIS | ME | PRIMARY | 47.17 | -68.89
4672 | PO BOX | SALSBURY COVE | ME | PRIMARY | 44.43 | -68.32
4972 | PO BOX | SANDY POINT | ME | PRIMARY | 44.52 | -68.84
4073 | STANDARD | SANFORD | ME | PRIMARY | 43.44 | -70.78
4479 | STANDARD | SANGERVILLE | ME | PRIMARY | 45.16 | -69.35
4070 | PO BOX | SCARBOROUGH | ME | PRIMARY | 43.59 | -70.33
4074 | STANDARD | SCARBOROUGH | ME | PRIMARY | 43.59 | -70.33
4674 | STANDARD | SEAL COVE | ME | PRIMARY | 44.3 | -68.41
4675 | PO BOX | SEAL HARBOR | ME | PRIMARY | 44.29 | -68.24
4973 | STANDARD | SEARSMONT | ME | PRIMARY | 44.36 | -69.19
4974 | STANDARD | SEARSPORT | ME | PRIMARY | 44.46 | -68.91
4565 | PO BOX | SEBASCO ESTATES | ME | PRIMARY | 43.77 | -69.84
4673 | STANDARD | SARGENTVILLE | ME | PRIMARY | 44.32 | -68.7
4676 | STANDARD | SEDGWICK | ME | PRIMARY | 44.3 | -68.61
4076 | STANDARD | SHAPLEIGH | ME | PRIMARY | 43.54 | -70.84
4975 | PO BOX | SHAWMUT | ME | PRIMARY | 44.62 | -69.6
4775 | PO BOX | SHERIDAN | ME | PRIMARY | 46.66 | -68.41
4776 | STANDARD | SHERMAN | ME | PRIMARY | 45.81 | -68.31
4777 | STANDARD | STACYVILLE | ME | PRIMARY | 45.89 | -68.43
4779 | STANDARD | SINCLAIR | ME | PRIMARY | 47.16 | -68.3
4976 | STANDARD | SKOWHEGAN | ME | PRIMARY | 44.77 | -69.71
4978 | STANDARD | SMITHFIELD | ME | PRIMARY | 44.63 | -69.8
4780 | STANDARD | SMYRNA MILLS | ME | PRIMARY | 46.12 | -68.16
4781 | STANDARD | WALLAGRASS | ME | PRIMARY | 47.15 | -68.57
4979 | STANDARD | SOLON | ME | PRIMARY | 44.94 | -69.85
4677 | STANDARD | SORRENTO | ME | PRIMARY | 44.49 | -68.18
3908 | STANDARD | SOUTH BERWICK | ME | PRIMARY | 43.23 | -70.81
4568 | STANDARD | SOUTH BRISTOL | ME | PRIMARY | 43.86 | -69.56
4077 | PO BOX | SOUTH CASCO | ME | PRIMARY | 43.87 | -70.51
4358 | STANDARD | SOUTH CHINA | ME | PRIMARY | 44.39 | -69.58
4013 | STANDARD | BUSTINS ISLAND | ME | PRIMARY | 43.79 | -70.07
4078 | PO BOX | SOUTH FREEPORT | ME | PRIMARY | 43.86 | -70.1
4359 | PO BOX | SOUTH GARDINER | ME | PRIMARY | 44.17 | -69.78
4079 | STANDARD | HARPSWELL | ME | PRIMARY | 43.8 | -69.98
4281 | STANDARD | SOUTH PARIS | ME | PRIMARY | 44.21 | -70.51
4858 | STANDARD | SOUTH THOMASTON | ME | PRIMARY | 44.05 | -69.12
4679 | STANDARD | SOUTHWEST HARBOR | ME | PRIMARY | 44.27 | -68.33
4487 | STANDARD | SPRINGFIELD | ME | PRIMARY | 45.39 | -68.13
4083 | STANDARD | SPRINGVALE | ME | PRIMARY | 43.46 | -70.8
4859 | STANDARD | SPRUCE HEAD | ME | PRIMARY | 44.01 | -69.17
4084 | STANDARD | STANDISH | ME | PRIMARY | 43.73 | -70.55
4085 | STANDARD | STEEP FALLS | ME | PRIMARY | 43.76 | -70.64
4488 | STANDARD | STETSON | ME | PRIMARY | 44.89 | -69.14
4680 | STANDARD | STEUBEN | ME | PRIMARY | 44.51 | -67.96
4489 | PO BOX | STILLWATER | ME | PRIMARY | 45.01 | -68.72
4783 | STANDARD | STOCKHOLM | ME | PRIMARY | 47.04 | -68.14
4981 | STANDARD | STOCKTON SPRINGS | ME | PRIMARY | 44.48 | -68.85
4645 | PO BOX | ISLE AU HAUT | ME | PRIMARY | 44.04 | -68.62
4681 | STANDARD | STONINGTON | ME | PRIMARY | 44.18 | -68.67
4982 | STANDARD | STRATTON | ME | PRIMARY | 45.14 | -70.44
4983 | STANDARD | STRONG | ME | PRIMARY | 44.8 | -70.22
4683 | STANDARD | SUNSET | ME | PRIMARY | 44.22 | -68.7
4684 | STANDARD | SURRY | ME | PRIMARY | 44.49 | -68.5
4685 | STANDARD | SWANS ISLAND | ME | PRIMARY | 44.14 | -68.45
4984 | STANDARD | TEMPLE | ME | PRIMARY | 44.68 | -70.22
4860 | STANDARD | TENANTS HARBOR | ME | PRIMARY | 43.95 | -69.23
4861 | STANDARD | THOMASTON | ME | PRIMARY | 44.08 | -69.18
4986 | STANDARD | THORNDIKE | ME | PRIMARY | 44.57 | -69.27
4490 | STANDARD | TOPSFIELD | ME | PRIMARY | 45.41 | -67.73
4086 | STANDARD | TOPSHAM | ME | PRIMARY | 43.93 | -69.94
4571 | STANDARD | TREVETT | ME | PRIMARY | 43.89 | -69.67
4987 | STANDARD | TROY | ME | PRIMARY | 44.66 | -69.24
4282 | STANDARD | TURNER | ME | PRIMARY | 44.25 | -70.25
4862 | STANDARD | UNION | ME | PRIMARY | 44.21 | -69.27
4988 | STANDARD | UNITY | ME | PRIMARY | 44.61 | -69.33
4745 | STANDARD | FRENCHVILLE | ME | PRIMARY | 47.28 | -68.38
4785 | STANDARD | VAN BUREN | ME | PRIMARY | 47.16 | -67.95
4454 | PO BOX | LAMBERT LAKE | ME | PRIMARY | 45.54 | -67.52
4491 | PO BOX | VANCEBORO | ME | PRIMARY | 45.56 | -67.43
4989 | STANDARD | VASSALBORO | ME | PRIMARY | 44.45 | -69.67
4360 | STANDARD | VIENNA | ME | PRIMARY | 44.53 | -69.98
4863 | STANDARD | VINALHAVEN | ME | PRIMARY | 44.04 | -68.83
4572 | STANDARD | WALDOBORO | ME | PRIMARY | 44.09 | -69.38
4573 | STANDARD | WALPOLE | ME | PRIMARY | 43.94 | -69.55
4864 | STANDARD | WARREN | ME | PRIMARY | 44.12 | -69.24
4786 | STANDARD | WASHBURN | ME | PRIMARY | 46.79 | -68.15
4574 | STANDARD | WASHINGTON | ME | PRIMARY | 44.27 | -69.36
4087 | STANDARD | WATERBORO | ME | PRIMARY | 43.53 | -70.71
4088 | STANDARD | WATERFORD | ME | PRIMARY | 44.18 | -70.71
4901 | STANDARD | WATERVILLE | ME | PRIMARY | 44.56 | -69.55
4903 | PO BOX | WATERVILLE | ME | PRIMARY | 44.54 | -69.66
4284 | STANDARD | WAYNE | ME | PRIMARY | 44.34 | -70.06
4285 | STANDARD | WELD | ME | PRIMARY | 44.69 | -70.42
4090 | STANDARD | WELLS | ME | PRIMARY | 43.32 | -70.58
4091 | STANDARD | WEST BALDWIN | ME | PRIMARY | 43.83 | -70.77
4575 | PO BOX | WEST BOOTHBAY HARBOR | ME | PRIMARY | 43.85 | -69.65
4287 | STANDARD | BOWDOIN | ME | PRIMARY | 44.04 | -70.02
4092 | STANDARD | WESTBROOK | ME | PRIMARY | 43.69 | -70.35
4098 | PO BOX | WESTBROOK | ME | PRIMARY | 43.69 | -70.35
4093 | STANDARD | BUXTON | ME | PRIMARY | 43.66 | -70.6
4493 | STANDARD | WEST ENFIELD | ME | PRIMARY | 45.26 | -68.58
4992 | PO BOX | WEST FARMINGTON | ME | PRIMARY | 44.63 | -70.16
4787 | STANDARD | WESTFIELD | ME | PRIMARY | 46.57 | -67.92
4985 | STANDARD | WEST FORKS | ME | PRIMARY | 45.42 | -69.97
4094 | PO BOX | WEST KENNEBUNK | ME | PRIMARY | 43.41 | -70.62
4288 | PO BOX | WEST MINOT | ME | PRIMARY | 44.17 | -70.33
4095 | STANDARD | WEST NEWFIELD | ME | PRIMARY | 43.64 | -70.92
4289 | STANDARD | WEST PARIS | ME | PRIMARY | 44.32 | -70.57
4290 | STANDARD | PERU | ME | PRIMARY | 44.5 | -70.4
4291 | PO BOX | WEST POLAND | ME | PRIMARY | 44.05 | -70.45
4865 | PO BOX | WEST ROCKPORT | ME | PRIMARY | 44.19 | -69.15
4576 | STANDARD | SOUTHPORT | ME | PRIMARY | 43.84 | -69.65
4292 | STANDARD | SUMNER | ME | PRIMARY | 44.39 | -70.43
4691 | STANDARD | WHITING | ME | PRIMARY | 44.79 | -67.17
4294 | STANDARD | WILTON | ME | PRIMARY | 44.59 | -70.23
4363 | STANDARD | WINDSOR | ME | PRIMARY | 44.31 | -69.58
4495 | STANDARD | WINN | ME | PRIMARY | 45.48 | -68.37
4693 | STANDARD | WINTER HARBOR | ME | PRIMARY | 44.39 | -68.08
4496 | STANDARD | WINTERPORT | ME | PRIMARY | 44.65 | -68.85
4364 | STANDARD | WINTHROP | ME | PRIMARY | 44.31 | -69.96
4578 | STANDARD | WISCASSET | ME | PRIMARY | 44.01 | -69.67
4694 | STANDARD | BAILEYVILLE | ME | PRIMARY | 45.09 | -67.46
4579 | STANDARD | WOOLWICH | ME | PRIMARY | 43.96 | -69.78
4497 | STANDARD | WYTOPITLOCK | ME | PRIMARY | 45.64 | -68.07
4096 | STANDARD | YARMOUTH | ME | PRIMARY | 43.79 | -70.2
4097 | STANDARD | NORTH YARMOUTH | ME | PRIMARY | 43.84 | -70.21
3909 | STANDARD | YORK | ME | PRIMARY | 43.14 | -70.65
3910 | PO BOX | YORK BEACH | ME | PRIMARY | 43.18 | -70.67
3911 | PO BOX | YORK HARBOR | ME | PRIMARY | 43.14 | -70.64
3601 | STANDARD | ACWORTH | NH | PRIMARY | 43.21 | -72.29
3602 | STANDARD | ALSTEAD | NH | PRIMARY | 43.15 | -72.36
3607 | STANDARD | SOUTH ACWORTH | NH | PRIMARY | 43.18 | -72.32
3809 | STANDARD | ALTON | NH | PRIMARY | 43.45 | -71.21
3810 | STANDARD | ALTON BAY | NH | PRIMARY | 43.48 | -71.24
3031 | STANDARD | AMHERST | NH | PRIMARY | 42.86 | -71.61
3216 | STANDARD | ANDOVER | NH | PRIMARY | 43.43 | -71.82
3440 | STANDARD | ANTRIM | NH | PRIMARY | 43.03 | -71.94
3217 | STANDARD | ASHLAND | NH | PRIMARY | 43.69 | -71.63
3441 | STANDARD | ASHUELOT | NH | PRIMARY | 42.81 | -72.44
3811 | STANDARD | ATKINSON | NH | PRIMARY | 42.83 | -71.14
3032 | STANDARD | AUBURN | NH | PRIMARY | 43 | -71.34
3218 | STANDARD | BARNSTEAD | NH | PRIMARY | 43.33 | -71.29
3825 | STANDARD | BARRINGTON | NH | PRIMARY | 43.22 | -71.04
3812 | STANDARD | BARTLETT | NH | PRIMARY | 44.08 | -71.27
3740 | STANDARD | BATH | NH | PRIMARY | 44.16 | -71.96
3220 | STANDARD | BELMONT | NH | PRIMARY | 43.44 | -71.47
3442 | STANDARD | BENNINGTON | NH | PRIMARY | 43 | -71.93
3570 | STANDARD | BERLIN | NH | PRIMARY | 44.48 | -71.25
3574 | STANDARD | BETHLEHEM | NH | PRIMARY | 44.28 | -71.68
3221 | STANDARD | BRADFORD | NH | PRIMARY | 43.27 | -71.96
3222 | STANDARD | BRISTOL | NH | PRIMARY | 43.6 | -71.74
3033 | STANDARD | BROOKLINE | NH | PRIMARY | 42.73 | -71.66
3215 | PO BOX | WATERVILLE VALLEY | NH | PRIMARY | 43.95 | -71.5
3223 | STANDARD | CAMPTON | NH | PRIMARY | 43.86 | -71.63
3285 | STANDARD | THORNTON | NH | PRIMARY | 43.93 | -71.62
3741 | STANDARD | CANAAN | NH | PRIMARY | 43.64 | -72.01
3034 | STANDARD | CANDIA | NH | PRIMARY | 43.07 | -71.27
3040 | PO BOX | EAST CANDIA | NH | PRIMARY | 43.05 | -71.27
3224 | STANDARD | CANTERBURY | NH | PRIMARY | 43.33 | -71.56
3225 | STANDARD | CENTER BARNSTEAD | NH | PRIMARY | 43.33 | -71.23
3813 | STANDARD | CENTER CONWAY | NH | PRIMARY | 43.97 | -71.04
3226 | STANDARD | CENTER HARBOR | NH | PRIMARY | 43.7 | -71.22
3814 | STANDARD | CENTER OSSIPEE | NH | PRIMARY | 43.76 | -71.12
3227 | STANDARD | CENTER SANDWICH | NH | PRIMARY | 43.83 | -71.47
3603 | STANDARD | CHARLESTOWN | NH | PRIMARY | 43.23 | -72.42
3036 | STANDARD | CHESTER | NH | PRIMARY | 42.95 | -71.25
3443 | STANDARD | CHESTERFIELD | NH | PRIMARY | 42.88 | -72.46
3817 | STANDARD | CHOCORUA | NH | PRIMARY | 43.89 | -71.24
3743 | STANDARD | CLAREMONT | NH | PRIMARY | 43.37 | -72.33
3576 | STANDARD | COLEBROOK | NH | PRIMARY | 44.89 | -71.49
3301 | STANDARD | CONCORD | NH | PRIMARY | 43.23 | -71.56
3302 | PO BOX | CONCORD | NH | PRIMARY | 43.23 | -71.56
3303 | STANDARD | CONCORD | NH | PRIMARY | 43.23 | -71.56
3304 | STANDARD | BOW | NH | PRIMARY | 43.13 | -71.54
3305 | UNIQUE | CONCORD | NH | PRIMARY | 43.23 | -71.56
3307 | STANDARD | LOUDON | NH | PRIMARY | 43.28 | -71.46
3229 | STANDARD | CONTOOCOOK | NH | PRIMARY | 43.22 | -71.71
3818 | STANDARD | CONWAY | NH | PRIMARY | 43.97 | -71.12
3745 | STANDARD | CORNISH | NH | PRIMARY | 43.48 | -72.32
3746 | PO BOX | CORNISH FLAT | NH | PRIMARY | 43.49 | -72.27
3230 | STANDARD | DANBURY | NH | PRIMARY | 43.52 | -71.86
3819 | STANDARD | DANVILLE | NH | PRIMARY | 42.91 | -71.12
3037 | STANDARD | DEERFIELD | NH | PRIMARY | 43.14 | -71.21
3038 | STANDARD | DERRY | NH | PRIMARY | 42.89 | -71.28
3820 | STANDARD | DOVER | NH | PRIMARY | 43.19 | -70.87
3821 | PO BOX | DOVER | NH | PRIMARY | 43.19 | -70.87
3822 | UNIQUE | DOVER | NH | PRIMARY | 43.19 | -70.87
3823 | STANDARD | MADBURY | NH | PRIMARY | 43.17 | -70.93
3444 | STANDARD | DUBLIN | NH | PRIMARY | 42.91 | -72.06
3824 | STANDARD | DURHAM | NH | PRIMARY | 43.13 | -70.92
3861 | STANDARD | LEE | NH | PRIMARY | 43.1 | -71.01
3231 | PO BOX | EAST ANDOVER | NH | PRIMARY | 43.48 | -71.76
3041 | PO BOX | EAST DERRY | NH | PRIMARY | 42.88 | -71.27
3826 | STANDARD | EAST HAMPSTEAD | NH | PRIMARY | 42.88 | -71.13
3827 | STANDARD | EAST KINGSTON | NH | PRIMARY | 42.92 | -71.01
3605 | STANDARD | LEMPSTER | NH | PRIMARY | 43.23 | -72.21
3445 | STANDARD | SULLIVAN | NH | PRIMARY | 43.01 | -72.21
3457 | STANDARD | NELSON | NH | PRIMARY | 42.99 | -72.12
3446 | STANDARD | SWANZEY | NH | PRIMARY | 42.86 | -72.28
3830 | STANDARD | EAST WAKEFIELD | NH | PRIMARY | 43.64 | -71
3233 | STANDARD | ELKINS | NH | PRIMARY | 43.4 | -71.94
3748 | STANDARD | ENFIELD | NH | PRIMARY | 43.64 | -72.14
3749 | PO BOX | ENFIELD CENTER | NH | PRIMARY | 43.57 | -72.11
3042 | STANDARD | EPPING | NH | PRIMARY | 43.03 | -71.07
3234 | STANDARD | EPSOM | NH | PRIMARY | 43.22 | -71.33
3258 | STANDARD | CHICHESTER | NH | PRIMARY | 43.25 | -71.39
3579 | STANDARD | ERROL | NH | PRIMARY | 44.78 | -71.13
3750 | STANDARD | ETNA | NH | PRIMARY | 43.71 | -72.19
3833 | STANDARD | EXETER | NH | PRIMARY | 42.97 | -70.94
3835 | STANDARD | FARMINGTON | NH | PRIMARY | 43.4 | -71.07
3447 | STANDARD | FITZWILLIAM | NH | PRIMARY | 42.78 | -72.15
3043 | STANDARD | FRANCESTOWN | NH | PRIMARY | 42.98 | -71.8
3580 | STANDARD | FRANCONIA | NH | PRIMARY | 44.22 | -71.74
3235 | STANDARD | FRANKLIN | NH | PRIMARY | 43.45 | -71.66
3836 | STANDARD | FREEDOM | NH | PRIMARY | 43.81 | -71.03
3044 | STANDARD | FREMONT | NH | PRIMARY | 42.99 | -71.14
3751 | PO BOX | GEORGES MILLS | NH | PRIMARY | 43.42 | -72.07
3237 | STANDARD | GILMANTON | NH | PRIMARY | 43.42 | -71.41
3837 | STANDARD | GILMANTON IRON WORKS | NH | PRIMARY | 43.43 | -71.34
3448 | STANDARD | GILSUM | NH | PRIMARY | 43.05 | -72.26
3838 | STANDARD | GLEN | NH | PRIMARY | 44.1 | -71.17
3238 | PO BOX | GLENCLIFF | NH | PRIMARY | 43.98 | -71.9
3045 | STANDARD | GOFFSTOWN | NH | PRIMARY | 43.01 | -71.6
3046 | STANDARD | DUNBARTON | NH | PRIMARY | 43.1 | -71.59
3581 | STANDARD | GORHAM | NH | PRIMARY | 44.39 | -71.18
3593 | STANDARD | RANDOLPH | NH | PRIMARY | 44.37 | -71.25
3752 | STANDARD | GOSHEN | NH | PRIMARY | 43.3 | -72.14
3240 | STANDARD | GRAFTON | NH | PRIMARY | 43.55 | -71.94
3753 | STANDARD | GRANTHAM | NH | PRIMARY | 43.48 | -72.13
3047 | STANDARD | GREENFIELD | NH | PRIMARY | 42.95 | -71.85
3840 | STANDARD | GREENLAND | NH | PRIMARY | 43.03 | -70.83
3048 | STANDARD | GREENVILLE | NH | PRIMARY | 42.76 | -71.79
3582 | STANDARD | GROVETON | NH | PRIMARY | 44.59 | -71.51
3754 | PO BOX | GUILD | NH | PRIMARY | 43.37 | -72.14
3841 | STANDARD | HAMPSTEAD | NH | PRIMARY | 42.87 | -71.18
3842 | STANDARD | HAMPTON | NH | PRIMARY | 42.94 | -70.82
3843 | PO BOX | HAMPTON | NH | PRIMARY | 42.94 | -70.82
3844 | STANDARD | HAMPTON FALLS | NH | PRIMARY | 42.91 | -70.86
3449 | STANDARD | HANCOCK | NH | PRIMARY | 42.96 | -71.98
3755 | STANDARD | HANOVER | NH | PRIMARY | 43.7 | -72.27
3450 | STANDARD | HARRISVILLE | NH | PRIMARY | 42.95 | -72.1
3765 | STANDARD | HAVERHILL | NH | PRIMARY | 44.03 | -72.06
3241 | STANDARD | HEBRON | NH | PRIMARY | 43.69 | -71.8
3242 | STANDARD | HENNIKER | NH | PRIMARY | 43.17 | -71.81
3243 | STANDARD | HILL | NH | PRIMARY | 43.52 | -71.7
3244 | STANDARD | HILLSBOROUGH | NH | PRIMARY | 43.12 | -71.92
3451 | STANDARD | HINSDALE | NH | PRIMARY | 42.78 | -72.48
3245 | STANDARD | HOLDERNESS | NH | PRIMARY | 43.73 | -71.58
3049 | STANDARD | HOLLIS | NH | PRIMARY | 42.73 | -71.58
3051 | STANDARD | HUDSON | NH | PRIMARY | 42.76 | -71.43
3052 | STANDARD | LITCHFIELD | NH | PRIMARY | 42.83 | -71.46
3845 | STANDARD | INTERVALE | NH | PRIMARY | 44.15 | -71.06
3846 | STANDARD | JACKSON | NH | PRIMARY | 44.14 | -71.18
3452 | STANDARD | JAFFREY | NH | PRIMARY | 42.81 | -72.02
3583 | STANDARD | JEFFERSON | NH | PRIMARY | 44.41 | -71.47
3847 | PO BOX | KEARSARGE | NH | PRIMARY | 44.06 | -71.06
3431 | STANDARD | KEENE | NH | PRIMARY | 42.95 | -72.29
3435 | UNIQUE | KEENE | NH | PRIMARY | 42.95 | -72.29
3848 | STANDARD | KINGSTON | NH | PRIMARY | 42.93 | -71.05
3246 | STANDARD | LACONIA | NH | PRIMARY | 43.56 | -71.48
3247 | PO BOX | LACONIA | NH | PRIMARY | 43.56 | -71.48
3249 | STANDARD | GILFORD | NH | PRIMARY | 43.53 | -71.38
3584 | STANDARD | LANCASTER | NH | PRIMARY | 44.48 | -71.56
3756 | PO BOX | LEBANON | NH | PRIMARY | 43.63 | -72.25
3766 | STANDARD | LEBANON | NH | PRIMARY | 43.63 | -72.25
3784 | STANDARD | WEST LEBANON | NH | PRIMARY | 43.62 | -72.29
3251 | STANDARD | LINCOLN | NH | PRIMARY | 44.04 | -71.67
3585 | STANDARD | LISBON | NH | PRIMARY | 44.21 | -71.9
3586 | STANDARD | SUGAR HILL | NH | PRIMARY | 44.23 | -71.78
3561 | STANDARD | LITTLETON | NH | PRIMARY | 44.31 | -71.76
3252 | PO BOX | LOCHMERE | NH | PRIMARY | 43.47 | -71.56
3053 | STANDARD | LONDONDERRY | NH | PRIMARY | 42.85 | -71.36
3768 | STANDARD | LYME | NH | PRIMARY | 43.8 | -72.15
3769 | PO BOX | LYME CENTER | NH | PRIMARY | 43.83 | -72.1
3832 | PO BOX | EATON CENTER | NH | PRIMARY | 43.9 | -71.06
3849 | STANDARD | MADISON | NH | PRIMARY | 43.89 | -71.14
3101 | STANDARD | MANCHESTER | NH | PRIMARY | 42.99 | -71.45
3102 | STANDARD | MANCHESTER | NH | PRIMARY | 42.99 | -71.45
3103 | STANDARD | MANCHESTER | NH | PRIMARY | 42.99 | -71.45
3104 | STANDARD | MANCHESTER | NH | PRIMARY | 42.99 | -71.45
3105 | PO BOX | MANCHESTER | NH | PRIMARY | 42.99 | -71.45
3106 | STANDARD | HOOKSETT | NH | PRIMARY | 43.09 | -71.45
3107 | UNIQUE | MANCHESTER | NH | PRIMARY | 42.99 | -71.45
3108 | PO BOX | MANCHESTER | NH | PRIMARY | 42.99 | -71.45
3109 | STANDARD | MANCHESTER | NH | PRIMARY | 42.99 | -71.45
3110 | STANDARD | BEDFORD | NH | PRIMARY | 42.95 | -71.5
3111 | UNIQUE | MANCHESTER | NH | PRIMARY | 42.99 | -71.45
3455 | STANDARD | MARLBOROUGH | NH | PRIMARY | 42.9 | -72.21
3456 | STANDARD | MARLOW | NH | PRIMARY | 43.11 | -72.2
3464 | STANDARD | STODDARD | NH | PRIMARY | 43.08 | -72.1
3850 | PO BOX | MELVIN VILLAGE | NH | PRIMARY | 43.69 | -71.28
3253 | STANDARD | MEREDITH | NH | PRIMARY | 43.65 | -71.5
3770 | STANDARD | MERIDEN | NH | PRIMARY | 43.52 | -72.27
3054 | STANDARD | MERRIMACK | NH | PRIMARY | 42.86 | -71.48
3588 | STANDARD | MILAN | NH | PRIMARY | 44.57 | -71.18
3055 | STANDARD | MILFORD | NH | PRIMARY | 42.83 | -71.66
3851 | STANDARD | MILTON | NH | PRIMARY | 43.4 | -70.98
3852 | STANDARD | MILTON MILLS | NH | PRIMARY | 43.5 | -70.97
3853 | STANDARD | MIRROR LAKE | NH | PRIMARY | 43.63 | -71.28
3771 | STANDARD | MONROE | NH | PRIMARY | 44.28 | -72.01
3057 | STANDARD | MONT VERNON | NH | PRIMARY | 42.9 | -71.66
3254 | STANDARD | MOULTONBOROUGH | NH | PRIMARY | 43.75 | -71.39
3060 | STANDARD | NASHUA | NH | PRIMARY | 42.74 | -71.49
3061 | PO BOX | NASHUA | NH | PRIMARY | 42.74 | -71.49
3062 | STANDARD | NASHUA | NH | PRIMARY | 42.74 | -71.49
3063 | STANDARD | NASHUA | NH | PRIMARY | 42.74 | -71.49
3064 | STANDARD | NASHUA | NH | PRIMARY | 42.74 | -71.49
3070 | STANDARD | NEW BOSTON | NH | PRIMARY | 42.96 | -71.68
3255 | STANDARD | NEWBURY | NH | PRIMARY | 43.32 | -72.03
3272 | PO BOX | SOUTH NEWBURY | NH | PRIMARY | 43.29 | -72
3854 | PO BOX | NEW CASTLE | NH | PRIMARY | 43.05 | -70.72
3855 | STANDARD | NEW DURHAM | NH | PRIMARY | 43.43 | -71.17
3856 | STANDARD | NEWFIELDS | NH | PRIMARY | 43.03 | -70.93
3256 | STANDARD | NEW HAMPTON | NH | PRIMARY | 43.6 | -71.65
3071 | STANDARD | NEW IPSWICH | NH | PRIMARY | 42.75 | -71.85
3257 | STANDARD | NEW LONDON | NH | PRIMARY | 43.41 | -71.98
3857 | STANDARD | NEWMARKET | NH | PRIMARY | 43.07 | -70.94
3773 | STANDARD | NEWPORT | NH | PRIMARY | 43.37 | -72.17
3858 | STANDARD | NEWTON | NH | PRIMARY | 42.86 | -71.03
3859 | PO BOX | NEWTON JUNCTION | NH | PRIMARY | 42.86 | -71.04
3860 | STANDARD | NORTH CONWAY | NH | PRIMARY | 44.05 | -71.12
3862 | STANDARD | NORTH HAMPTON | NH | PRIMARY | 42.97 | -70.83
3774 | STANDARD | NORTH HAVERHILL | NH | PRIMARY | 44.09 | -71.99
3073 | PO BOX | NORTH SALEM | NH | PRIMARY | 42.83 | -71.22
3259 | STANDARD | NORTH SANDWICH | NH | PRIMARY | 43.86 | -71.38
3590 | STANDARD | NORTH STRATFORD | NH | PRIMARY | 44.76 | -71.58
3260 | PO BOX | NORTH SUTTON | NH | PRIMARY | 43.36 | -71.94
3261 | STANDARD | NORTHWOOD | NH | PRIMARY | 43.19 | -71.15
3262 | STANDARD | NORTH WOODSTOCK | NH | PRIMARY | 44.01 | -71.73
3293 | PO BOX | WOODSTOCK | NH | PRIMARY | 43.97 | -71.68
3290 | STANDARD | NOTTINGHAM | NH | PRIMARY | 43.11 | -71.1
3777 | STANDARD | ORFORD | NH | PRIMARY | 43.89 | -72.06
3864 | STANDARD | OSSIPEE | NH | PRIMARY | 43.68 | -71.11
3076 | STANDARD | PELHAM | NH | PRIMARY | 42.73 | -71.31
3458 | STANDARD | PETERBOROUGH | NH | PRIMARY | 42.87 | -71.96
3779 | STANDARD | PIERMONT | NH | PRIMARY | 43.96 | -72.08
3780 | STANDARD | PIKE | NH | PRIMARY | 44 | -72
3592 | STANDARD | PITTSBURG | NH | PRIMARY | 45.05 | -71.39
3263 | STANDARD | PITTSFIELD | NH | PRIMARY | 43.3 | -71.33
3781 | STANDARD | PLAINFIELD | NH | PRIMARY | 43.53 | -72.35
3865 | STANDARD | PLAISTOW | NH | PRIMARY | 42.83 | -71.09
3264 | STANDARD | PLYMOUTH | NH | PRIMARY | 43.73 | -71.69
3801 | STANDARD | PORTSMOUTH | NH | PRIMARY | 43.05 | -70.78
3802 | PO BOX | PORTSMOUTH | NH | PRIMARY | 43.05 | -70.78
3803 | UNIQUE | PORTSMOUTH | NH | PRIMARY | 43.05 | -70.78
3804 | PO BOX | PORTSMOUTH | NH | PRIMARY | 43.05 | -70.78
3805 | STANDARD | NEWINGTON | NH | PRIMARY | 43.23 | -70.82
3077 | STANDARD | RAYMOND | NH | PRIMARY | 43.03 | -71.17
3461 | STANDARD | RINDGE | NH | PRIMARY | 42.75 | -72.01
3839 | STANDARD | ROCHESTER | NH | PRIMARY | 43.3 | -70.97
3866 | PO BOX | ROCHESTER | NH | PRIMARY | 43.3 | -70.97
3867 | STANDARD | ROCHESTER | NH | PRIMARY | 43.3 | -70.97
3868 | STANDARD | ROCHESTER | NH | PRIMARY | 43.3 | -70.97
3869 | STANDARD | ROLLINSFORD | NH | PRIMARY | 43.23 | -70.82
3266 | STANDARD | RUMNEY | NH | PRIMARY | 43.8 | -71.81
3274 | PO BOX | STINSON LAKE | NH | PRIMARY | 43.86 | -71.8
3870 | STANDARD | RYE | NH | PRIMARY | 43.01 | -70.77
3871 | PO BOX | RYE BEACH | NH | PRIMARY | 43.01 | -70.76
3079 | STANDARD | SALEM | NH | PRIMARY | 42.78 | -71.2
3268 | STANDARD | SALISBURY | NH | PRIMARY | 43.38 | -71.71
3269 | STANDARD | SANBORNTON | NH | PRIMARY | 43.48 | -71.58
3872 | STANDARD | SANBORNVILLE | NH | PRIMARY | 43.56 | -71.01
3873 | STANDARD | SANDOWN | NH | PRIMARY | 42.92 | -71.18
3874 | STANDARD | SEABROOK | NH | PRIMARY | 42.89 | -70.87
3875 | STANDARD | SILVER LAKE | NH | PRIMARY | 43.87 | -71.19
3878 | STANDARD | SOMERSWORTH | NH | PRIMARY | 43.25 | -70.88
3882 | STANDARD | EFFINGHAM | NH | PRIMARY | 43.71 | -71
3082 | STANDARD | LYNDEBOROUGH | NH | PRIMARY | 42.9 | -71.75
3273 | PO BOX | SOUTH SUTTON | NH | PRIMARY | 43.31 | -71.92
3883 | STANDARD | SOUTH TAMWORTH | NH | PRIMARY | 43.83 | -71.31
3462 | STANDARD | SPOFFORD | NH | PRIMARY | 42.9 | -72.4
3815 | STANDARD | CENTER STRAFFORD | NH | PRIMARY | 43.26 | -71.11
3884 | STANDARD | STRAFFORD | NH | PRIMARY | 43.32 | -71.18
3885 | STANDARD | STRATHAM | NH | PRIMARY | 43.02 | -70.91
3782 | STANDARD | SUNAPEE | NH | PRIMARY | 43.38 | -72.08
3275 | STANDARD | SUNCOOK | NH | PRIMARY | 43.13 | -71.45
3886 | STANDARD | TAMWORTH | NH | PRIMARY | 43.85 | -71.26
3897 | STANDARD | WONALANCET | NH | PRIMARY | 43.87 | -71.28
3084 | STANDARD | TEMPLE | NH | PRIMARY | 42.81 | -71.83
3276 | STANDARD | TILTON | NH | PRIMARY | 43.44 | -71.58
3298 | UNIQUE | TILTON | NH | PRIMARY | 43.44 | -71.58
3299 | UNIQUE | TILTON | NH | PRIMARY | 43.44 | -71.58
3465 | STANDARD | TROY | NH | PRIMARY | 42.83 | -72.18
3575 | PO BOX | BRETTON WOODS | NH | PRIMARY | 44.34 | -71.55
3589 | PO BOX | MOUNT WASHINGTON | NH | PRIMARY | 44.27 | -71.3
3595 | PO BOX | TWIN MOUNTAIN | NH | PRIMARY | 44.3 | -71.5
3887 | STANDARD | UNION | NH | PRIMARY | 43.45 | -71.03
3604 | PO BOX | DREWSVILLE | NH | PRIMARY | 43.12 | -72.39
3608 | STANDARD | WALPOLE | NH | PRIMARY | 43.08 | -72.43
3609 | STANDARD | NORTH WALPOLE | NH | PRIMARY | 43.14 | -72.44
3278 | STANDARD | WARNER | NH | PRIMARY | 43.28 | -71.81
3279 | STANDARD | WARREN | NH | PRIMARY | 43.92 | -71.89
3280 | STANDARD | WASHINGTON | NH | PRIMARY | 43.17 | -72.09
3281 | STANDARD | WEARE | NH | PRIMARY | 43.1 | -71.73
3282 | STANDARD | WENTWORTH | NH | PRIMARY | 43.87 | -71.91
3466 | STANDARD | WEST CHESTERFIELD | NH | PRIMARY | 42.87 | -72.51
3467 | STANDARD | WESTMORELAND | NH | PRIMARY | 42.96 | -72.45
3291 | STANDARD | WEST NOTTINGHAM | NH | PRIMARY | 43.13 | -71.12
3890 | STANDARD | WEST OSSIPEE | NH | PRIMARY | 43.83 | -71.2
3468 | PO BOX | WEST PETERBOROUGH | NH | PRIMARY | 42.85 | -71.96
3284 | STANDARD | SPRINGFIELD | NH | PRIMARY | 43.49 | -72.03
3597 | PO BOX | WEST STEWARTSTOWN | NH | PRIMARY | 44.95 | -71.49
3469 | PO BOX | WEST SWANZEY | NH | PRIMARY | 42.87 | -72.32
3598 | STANDARD | WHITEFIELD | NH | PRIMARY | 44.37 | -71.61
3287 | STANDARD | WILMOT | NH | PRIMARY | 43.45 | -71.91
3086 | STANDARD | WILTON | NH | PRIMARY | 42.84 | -71.73
3470 | STANDARD | WINCHESTER | NH | PRIMARY | 42.77 | -72.38
3087 | STANDARD | WINDHAM | NH | PRIMARY | 42.8 | -71.3
3289 | PO BOX | WINNISQUAM | NH | PRIMARY | 43.5 | -71.49
3816 | STANDARD | CENTER TUFTONBORO | NH | PRIMARY | 43.71 | -71.25
3894 | STANDARD | WOLFEBORO | NH | PRIMARY | 43.58 | -71.2
3896 | PO BOX | WOLFEBORO FALLS | NH | PRIMARY | 43.59 | -71.24
3785 | STANDARD | WOODSVILLE | NH | PRIMARY | 44.14 | -72.02
5820 | STANDARD | ALBANY | VT | PRIMARY | 44.73 | -72.38
5440 | STANDARD | ALBURGH | VT | PRIMARY | 44.97 | -73.3
5250 | STANDARD | ARLINGTON | VT | PRIMARY | 43.06 | -73.15
5030 | PO BOX | ASCUTNEY | VT | PRIMARY | 43.41 | -72.42
5441 | STANDARD | BAKERSFIELD | VT | PRIMARY | 44.78 | -72.8
5031 | PO BOX | BARNARD | VT | PRIMARY | 43.73 | -72.62
5821 | STANDARD | BARNET | VT | PRIMARY | 44.3 | -72.05
5641 | STANDARD | BARRE | VT | PRIMARY | 44.2 | -72.5
5822 | STANDARD | BARTON | VT | PRIMARY | 44.74 | -72.17
5839 | STANDARD | GLOVER | VT | PRIMARY | 44.7 | -72.18
5875 | STANDARD | WEST GLOVER | VT | PRIMARY | 44.69 | -72.26
5823 | PO BOX | BEEBE PLAIN | VT | PRIMARY | 45 | -72.14
5902 | STANDARD | BEECHER FALLS | VT | PRIMARY | 45 | -71.51
5101 | STANDARD | BELLOWS FALLS | VT | PRIMARY | 43.13 | -72.45
5730 | STANDARD | BELMONT | VT | PRIMARY | 43.42 | -72.81
5201 | STANDARD | BENNINGTON | VT | PRIMARY | 42.87 | -73.18
5032 | STANDARD | BETHEL | VT | PRIMARY | 43.83 | -72.63
5732 | STANDARD | BOMOSEEN | VT | PRIMARY | 43.63 | -73.2
5340 | STANDARD | BONDVILLE | VT | PRIMARY | 43.16 | -72.93
5033 | STANDARD | BRADFORD | VT | PRIMARY | 43.99 | -72.12
5733 | STANDARD | BRANDON | VT | PRIMARY | 43.8 | -73.08
5301 | STANDARD | BRATTLEBORO | VT | PRIMARY | 42.86 | -72.57
5302 | PO BOX | BRATTLEBORO | VT | PRIMARY | 42.86 | -72.57
5303 | PO BOX | BRATTLEBORO | VT | PRIMARY | 42.86 | -72.57
5304 | PO BOX | BRATTLEBORO | VT | PRIMARY | 42.86 | -72.57
5034 | STANDARD | BRIDGEWATER | VT | PRIMARY | 43.58 | -72.63
5035 | STANDARD | BRIDGEWATER CORNERS | VT | PRIMARY | 43.6 | -72.68
5734 | STANDARD | BRIDPORT | VT | PRIMARY | 43.98 | -73.32
5443 | STANDARD | BRISTOL | VT | PRIMARY | 44.13 | -73.08
5036 | STANDARD | BROOKFIELD | VT | PRIMARY | 44.05 | -72.6
5037 | STANDARD | BROWNSVILLE | VT | PRIMARY | 43.45 | -72.49
5401 | STANDARD | BURLINGTON | VT | PRIMARY | 44.48 | -73.22
5402 | PO BOX | BURLINGTON | VT | PRIMARY | 44.48 | -73.22
5403 | STANDARD | SOUTH BURLINGTON | VT | PRIMARY | 44.44 | -73.21
5404 | STANDARD | WINOOSKI | VT | PRIMARY | 44.49 | -73.18
5405 | UNIQUE | BURLINGTON | VT | PRIMARY | 44.48 | -73.22
5406 | PO BOX | BURLINGTON | VT | PRIMARY | 44.48 | -73.22
5407 | PO BOX | SOUTH BURLINGTON | VT | PRIMARY | 44.44 | -73.21
5408 | STANDARD | BURLINGTON | VT | PRIMARY | 44.48 | -73.27
5647 | STANDARD | CABOT | VT | PRIMARY | 44.4 | -72.31
5648 | STANDARD | CALAIS | VT | PRIMARY | 44.38 | -72.43
5444 | STANDARD | CAMBRIDGE | VT | PRIMARY | 44.63 | -72.88
5141 | STANDARD | CAMBRIDGEPORT | VT | PRIMARY | 43.15 | -72.56
5901 | PO BOX | AVERILL | VT | PRIMARY | 45 | -71.72
5903 | STANDARD | CANAAN | VT | PRIMARY | 45 | -71.53
5735 | STANDARD | CASTLETON | VT | PRIMARY | 43.62 | -73.18
5142 | STANDARD | CAVENDISH | VT | PRIMARY | 43.38 | -72.62
5445 | STANDARD | CHARLOTTE | VT | PRIMARY | 44.3 | -73.25
5038 | STANDARD | CHELSEA | VT | PRIMARY | 43.98 | -72.47
5143 | STANDARD | CHESTER | VT | PRIMARY | 43.26 | -72.59
5144 | PO BOX | CHESTER DEPOT | VT | PRIMARY | 43.28 | -72.63
5737 | STANDARD | CHITTENDEN | VT | PRIMARY | 43.72 | -72.95
5439 | UNIQUE | COLCHESTER | VT | PRIMARY | 44.53 | -73.15
5446 | STANDARD | COLCHESTER | VT | PRIMARY | 44.53 | -73.15
5449 | PO BOX | COLCHESTER | VT | PRIMARY | 44.53 | -73.15
5824 | STANDARD | CONCORD | VT | PRIMARY | 44.43 | -71.88
5039 | STANDARD | CORINTH | VT | PRIMARY | 44.02 | -72.23
5825 | PO BOX | COVENTRY | VT | PRIMARY | 44.87 | -72.27
5826 | STANDARD | CRAFTSBURY | VT | PRIMARY | 44.63 | -72.37
5827 | STANDARD | CRAFTSBURY COMMON | VT | PRIMARY | 44.65 | -72.41
5738 | STANDARD | CUTTINGSVILLE | VT | PRIMARY | 43.48 | -72.88
5739 | STANDARD | DANBY | VT | PRIMARY | 43.35 | -73
5828 | STANDARD | DANVILLE | VT | PRIMARY | 44.42 | -72.13
5829 | STANDARD | DERBY | VT | PRIMARY | 44.92 | -72.12
5830 | STANDARD | DERBY LINE | VT | PRIMARY | 45 | -72.1
5251 | STANDARD | DORSET | VT | PRIMARY | 43.25 | -73.09
5252 | STANDARD | EAST ARLINGTON | VT | PRIMARY | 43.06 | -73.13
5649 | STANDARD | EAST BARRE | VT | PRIMARY | 44.15 | -72.44
5832 | STANDARD | EAST BURKE | VT | PRIMARY | 44.6 | -71.92
5640 | STANDARD | ADAMANT | VT | PRIMARY | 44.35 | -72.5
5650 | STANDARD | EAST CALAIS | VT | PRIMARY | 44.35 | -72.44
5833 | STANDARD | EAST CHARLESTON | VT | PRIMARY | 44.83 | -72
5040 | STANDARD | EAST CORINTH | VT | PRIMARY | 44.09 | -72.22
5076 | STANDARD | TOPSHAM | VT | PRIMARY | 44.09 | -72.22
5253 | STANDARD | EAST DORSET | VT | PRIMARY | 43.24 | -72.99
5341 | STANDARD | EAST DOVER | VT | PRIMARY | 42.96 | -72.78
5448 | STANDARD | EAST FAIRFIELD | VT | PRIMARY | 44.8 | -72.91
5836 | STANDARD | EAST HARDWICK | VT | PRIMARY | 44.52 | -72.3
5837 | STANDARD | EAST HAVEN | VT | PRIMARY | 44.67 | -71.9
5740 | PO BOX | EAST MIDDLEBURY | VT | PRIMARY | 43.98 | -73.08
5766 | STANDARD | RIPTON | VT | PRIMARY | 44 | -73.15
5651 | STANDARD | EAST MONTPELIER | VT | PRIMARY | 44.28 | -72.49
5666 | STANDARD | NORTH MONTPELIER | VT | PRIMARY | 44.25 | -72.48
5041 | STANDARD | EAST RANDOLPH | VT | PRIMARY | 43.93 | -72.55
5042 | STANDARD | EAST RYEGATE | VT | PRIMARY | 44.19 | -72.07
5838 | PO BOX | EAST SAINT JOHNSBURY | VT | PRIMARY | 44.44 | -71.95
5043 | STANDARD | EAST THETFORD | VT | PRIMARY | 43.81 | -72.19
5742 | STANDARD | EAST WALLINGFORD | VT | PRIMARY | 43.43 | -72.87
5652 | STANDARD | EDEN | VT | PRIMARY | 44.7 | -72.55
5653 | STANDARD | EDEN MILLS | VT | PRIMARY | 44.69 | -72.48
5447 | STANDARD | EAST BERKSHIRE | VT | PRIMARY | 44.92 | -72.7
5450 | STANDARD | ENOSBURG FALLS | VT | PRIMARY | 44.9 | -72.8
5451 | PO BOX | ESSEX | VT | PRIMARY | 44.52 | -73.05
5452 | STANDARD | ESSEX JUNCTION | VT | PRIMARY | 44.49 | -73.11
5453 | PO BOX | ESSEX JUNCTION | VT | PRIMARY | 44.49 | -73.11
5454 | STANDARD | FAIRFAX | VT | PRIMARY | 44.67 | -73.02
5455 | STANDARD | FAIRFIELD | VT | PRIMARY | 44.8 | -72.95
5731 | PO BOX | BENSON | VT | PRIMARY | 43.72 | -73.32
5743 | STANDARD | FAIR HAVEN | VT | PRIMARY | 43.59 | -73.27
5045 | STANDARD | FAIRLEE | VT | PRIMARY | 43.91 | -72.19
5456 | STANDARD | FERRISBURGH | VT | PRIMARY | 44.2 | -73.25
5744 | STANDARD | FLORENCE | VT | PRIMARY | 43.7 | -73.08
5745 | PO BOX | FOREST DALE | VT | PRIMARY | 43.82 | -73.05
5457 | STANDARD | FRANKLIN | VT | PRIMARY | 44.98 | -72.92
5746 | PO BOX | GAYSVILLE | VT | PRIMARY | 43.73 | -72.74
5904 | STANDARD | GILMAN | VT | PRIMARY | 44.41 | -71.71
5146 | STANDARD | GRAFTON | VT | PRIMARY | 43.16 | -72.61
5458 | STANDARD | GRAND ISLE | VT | PRIMARY | 44.72 | -73.3
5654 | STANDARD | GRANITEVILLE | VT | PRIMARY | 44.15 | -72.47
5747 | STANDARD | GRANVILLE | VT | PRIMARY | 43.98 | -72.85
5841 | STANDARD | GREENSBORO | VT | PRIMARY | 44.58 | -72.28
5842 | STANDARD | GREENSBORO BEND | VT | PRIMARY | 44.54 | -72.21
5046 | STANDARD | GROTON | VT | PRIMARY | 44.22 | -72.2
5905 | STANDARD | GUILDHALL | VT | PRIMARY | 44.56 | -71.56
5748 | STANDARD | HANCOCK | VT | PRIMARY | 43.93 | -72.83
5843 | STANDARD | HARDWICK | VT | PRIMARY | 44.5 | -72.37
5047 | PO BOX | HARTFORD | VT | PRIMARY | 43.65 | -72.32
5048 | STANDARD | HARTLAND | VT | PRIMARY | 43.55 | -72.4
5049 | PO BOX | HARTLAND FOUR CORNERS | VT | PRIMARY | 43.54 | -72.42
5459 | STANDARD | HIGHGATE CENTER | VT | PRIMARY | 44.95 | -72.99
5460 | PO BOX | HIGHGATE SPRINGS | VT | PRIMARY | 44.97 | -73.1
5461 | STANDARD | HINESBURG | VT | PRIMARY | 44.33 | -73.12
5462 | STANDARD | HUNTINGTON | VT | PRIMARY | 44.33 | -72.98
5655 | STANDARD | HYDE PARK | VT | PRIMARY | 44.59 | -72.61
5750 | PO BOX | HYDEVILLE | VT | PRIMARY | 43.6 | -73.21
5845 | STANDARD | IRASBURG | VT | PRIMARY | 44.81 | -72.28
5846 | STANDARD | ISLAND POND | VT | PRIMARY | 44.81 | -71.88
5463 | STANDARD | ISLE LA MOTTE | VT | PRIMARY | 44.87 | -73.33
5342 | STANDARD | JACKSONVILLE | VT | PRIMARY | 42.79 | -72.82
5343 | STANDARD | JAMAICA | VT | PRIMARY | 43.1 | -72.8
5464 | STANDARD | JEFFERSONVILLE | VT | PRIMARY | 44.64 | -72.82
5465 | STANDARD | JERICHO | VT | PRIMARY | 44.5 | -72.98
5656 | STANDARD | JOHNSON | VT | PRIMARY | 44.63 | -72.67
5466 | PO BOX | JONESVILLE | VT | PRIMARY | 44.39 | -72.99
5751 | STANDARD | KILLINGTON | VT | PRIMARY | 43.67 | -72.77
5148 | STANDARD | LONDONDERRY | VT | PRIMARY | 43.22 | -72.8
5847 | STANDARD | LOWELL | VT | PRIMARY | 44.8 | -72.45
5848 | PO BOX | LOWER WATERFORD | VT | PRIMARY | 44.35 | -71.92
5149 | STANDARD | LUDLOW | VT | PRIMARY | 43.39 | -72.69
5906 | STANDARD | LUNENBURG | VT | PRIMARY | 44.47 | -71.68
5849 | PO BOX | LYNDON | VT | PRIMARY | 44.5 | -71.97
5850 | STANDARD | LYNDON CENTER | VT | PRIMARY | 44.55 | -72.04
5851 | STANDARD | LYNDONVILLE | VT | PRIMARY | 44.53 | -72
5050 | PO BOX | MC INDOE FALLS | VT | PRIMARY | 44.26 | -72.06
5254 | PO BOX | MANCHESTER | VT | PRIMARY | 43.16 | -73.07
5255 | STANDARD | MANCHESTER CENTER | VT | PRIMARY | 43.17 | -73.04
5344 | PO BOX | MARLBORO | VT | PRIMARY | 42.86 | -72.72
5658 | STANDARD | MARSHFIELD | VT | PRIMARY | 44.35 | -72.35
5753 | STANDARD | MIDDLEBURY | VT | PRIMARY | 44 | -73.15
5757 | STANDARD | MIDDLETOWN SPRINGS | VT | PRIMARY | 43.48 | -73.12
5468 | STANDARD | MILTON | VT | PRIMARY | 44.63 | -73.11
5469 | PO BOX | MONKTON | VT | PRIMARY | 44.23 | -73.15
5470 | PO BOX | MONTGOMERY | VT | PRIMARY | 44.9 | -72.63
5471 | STANDARD | MONTGOMERY CENTER | VT | PRIMARY | 44.86 | -72.59
5601 | PO BOX | MONTPELIER | VT | PRIMARY | 44.26 | -72.57
5602 | STANDARD | MONTPELIER | VT | PRIMARY | 44.26 | -72.57
5603 | UNIQUE | MONTPELIER | VT | PRIMARY | 44.26 | -72.57
5604 | UNIQUE | MONTPELIER | VT | PRIMARY | 44.26 | -72.57
5609 | UNIQUE | MONTPELIER | VT | PRIMARY | 44.26 | -72.57
5620 | UNIQUE | MONTPELIER | VT | PRIMARY | 44.26 | -72.57
5633 | UNIQUE | MONTPELIER | VT | PRIMARY | 44.26 | -72.57
5660 | STANDARD | MORETOWN | VT | PRIMARY | 44.25 | -72.75
5853 | STANDARD | MORGAN | VT | PRIMARY | 44.89 | -71.96
5657 | PO BOX | LAKE ELMORE | VT | PRIMARY | 44.54 | -72.52
5661 | STANDARD | MORRISVILLE | VT | PRIMARY | 44.55 | -72.59
5758 | STANDARD | MOUNT HOLLY | VT | PRIMARY | 43.43 | -72.78
5051 | STANDARD | NEWBURY | VT | PRIMARY | 44.08 | -72.06
5345 | STANDARD | NEWFANE | VT | PRIMARY | 42.98 | -72.65
5472 | STANDARD | NEW HAVEN | VT | PRIMARY | 44.12 | -73.15
5855 | STANDARD | NEWPORT | VT | PRIMARY | 44.93 | -72.2
5857 | STANDARD | NEWPORT CENTER | VT | PRIMARY | 44.95 | -72.3
5257 | STANDARD | NORTH BENNINGTON | VT | PRIMARY | 42.92 | -73.24
5759 | STANDARD | NORTH CLARENDON | VT | PRIMARY | 43.53 | -72.96
5840 | PO BOX | GRANBY | VT | PRIMARY | 44.57 | -71.77
5858 | STANDARD | NORTH CONCORD | VT | PRIMARY | 44.56 | -71.77
5473 | STANDARD | NORTH FERRISBURGH | VT | PRIMARY | 44.24 | -73.19
5663 | STANDARD | NORTHFIELD | VT | PRIMARY | 44.15 | -72.65
5664 | PO BOX | NORTHFIELD FALLS | VT | PRIMARY | 44.16 | -72.67
5052 | STANDARD | NORTH HARTLAND | VT | PRIMARY | 43.59 | -72.35
5474 | STANDARD | NORTH HERO | VT | PRIMARY | 44.82 | -73.28
5665 | PO BOX | NORTH HYDE PARK | VT | PRIMARY | 44.66 | -72.57
5053 | STANDARD | NORTH POMFRET | VT | PRIMARY | 43.72 | -72.49
5260 | STANDARD | NORTH POWNAL | VT | PRIMARY | 42.81 | -73.24
5150 | STANDARD | NORTH SPRINGFIELD | VT | PRIMARY | 43.33 | -72.52
5054 | PO BOX | NORTH THETFORD | VT | PRIMARY | 43.84 | -72.18
5859 | STANDARD | NORTH TROY | VT | PRIMARY | 44.99 | -72.4
5907 | STANDARD | NORTON | VT | PRIMARY | 45 | -71.8
5055 | STANDARD | NORWICH | VT | PRIMARY | 43.72 | -72.3
5860 | STANDARD | ORLEANS | VT | PRIMARY | 44.81 | -72.2
5760 | STANDARD | ORWELL | VT | PRIMARY | 43.8 | -73.3
5861 | PO BOX | PASSUMPSIC | VT | PRIMARY | 44.38 | -72.03
5761 | STANDARD | PAWLET | VT | PRIMARY | 43.35 | -73.18
5862 | STANDARD | PEACHAM | VT | PRIMARY | 44.33 | -72.17
5151 | STANDARD | PERKINSVILLE | VT | PRIMARY | 43.36 | -72.51
5152 | STANDARD | PERU | VT | PRIMARY | 43.23 | -72.89
5762 | STANDARD | PITTSFIELD | VT | PRIMARY | 43.78 | -72.82
5763 | STANDARD | PITTSFORD | VT | PRIMARY | 43.7 | -73.03
5667 | STANDARD | PLAINFIELD | VT | PRIMARY | 44.28 | -72.43
5056 | STANDARD | PLYMOUTH | VT | PRIMARY | 43.53 | -72.73
5058 | STANDARD | POST MILLS | VT | PRIMARY | 43.89 | -72.26
5741 | PO BOX | EAST POULTNEY | VT | PRIMARY | 43.54 | -73.13
5764 | STANDARD | POULTNEY | VT | PRIMARY | 43.51 | -73.23
5261 | STANDARD | POWNAL | VT | PRIMARY | 42.76 | -73.23
5765 | STANDARD | PROCTOR | VT | PRIMARY | 43.65 | -73.03
5153 | STANDARD | PROCTORSVILLE | VT | PRIMARY | 43.41 | -72.6
5346 | STANDARD | PUTNEY | VT | PRIMARY | 42.97 | -72.52
5059 | PO BOX | QUECHEE | VT | PRIMARY | 43.65 | -72.42
5060 | STANDARD | RANDOLPH | VT | PRIMARY | 43.92 | -72.67
5061 | STANDARD | RANDOLPH CENTER | VT | PRIMARY | 43.93 | -72.58
5062 | STANDARD | READING | VT | PRIMARY | 43.47 | -72.55
5350 | STANDARD | READSBORO | VT | PRIMARY | 42.77 | -72.94
5352 | STANDARD | STAMFORD | VT | PRIMARY | 42.77 | -72.94
5476 | STANDARD | RICHFORD | VT | PRIMARY | 44.99 | -72.67
5477 | STANDARD | RICHMOND | VT | PRIMARY | 44.4 | -73
5767 | STANDARD | ROCHESTER | VT | PRIMARY | 43.88 | -72.82
5669 | STANDARD | ROXBURY | VT | PRIMARY | 44.1 | -72.73
5768 | PO BOX | RUPERT | VT | PRIMARY | 43.26 | -73.22
5701 | STANDARD | RUTLAND | VT | PRIMARY | 43.6 | -72.97
5702 | PO BOX | RUTLAND | VT | PRIMARY | 43.6 | -72.97
5478 | STANDARD | SAINT ALBANS | VT | PRIMARY | 44.81 | -73.08
5479 | UNIQUE | SAINT ALBANS | VT | PRIMARY | 44.81 | -73.08
5481 | PO BOX | SAINT ALBANS BAY | VT | PRIMARY | 44.82 | -73.12
5819 | STANDARD | SAINT JOHNSBURY | VT | PRIMARY | 44.41 | -71.97
5863 | PO BOX | SAINT JOHNSBURY CENTER | VT | PRIMARY | 44.47 | -72
5769 | STANDARD | SALISBURY | VT | PRIMARY | 43.9 | -73.1
5154 | STANDARD | SAXTONS RIVER | VT | PRIMARY | 43.13 | -72.51
5262 | STANDARD | SHAFTSBURY | VT | PRIMARY | 42.98 | -73.2
5065 | STANDARD | SHARON | VT | PRIMARY | 43.78 | -72.45
5866 | STANDARD | SHEFFIELD | VT | PRIMARY | 44.6 | -72.12
5482 | STANDARD | SHELBURNE | VT | PRIMARY | 44.38 | -73.23
5483 | STANDARD | SHELDON | VT | PRIMARY | 44.88 | -72.95
5485 | PO BOX | SHELDON SPRINGS | VT | PRIMARY | 44.89 | -72.98
5770 | STANDARD | SHOREHAM | VT | PRIMARY | 43.9 | -73.32
5670 | PO BOX | SOUTH BARRE | VT | PRIMARY | 44.16 | -72.5
5486 | STANDARD | SOUTH HERO | VT | PRIMARY | 44.64 | -73.31
5155 | STANDARD | SOUTH LONDONDERRY | VT | PRIMARY | 43.18 | -72.79
5067 | STANDARD | SOUTH POMFRET | VT | PRIMARY | 43.68 | -72.51
5068 | STANDARD | SOUTH ROYALTON | VT | PRIMARY | 43.82 | -72.52
5069 | STANDARD | SOUTH RYEGATE | VT | PRIMARY | 44.22 | -72.12
5070 | STANDARD | SOUTH STRAFFORD | VT | PRIMARY | 43.83 | -72.37
5071 | STANDARD | SOUTH WOODSTOCK | VT | PRIMARY | 43.57 | -72.53
5156 | STANDARD | SPRINGFIELD | VT | PRIMARY | 43.28 | -72.47
5487 | STANDARD | STARKSBORO | VT | PRIMARY | 44.22 | -72.99
5772 | STANDARD | STOCKBRIDGE | VT | PRIMARY | 43.78 | -72.77
5662 | PO BOX | MOSCOW | VT | PRIMARY | 44.44 | -72.71
5672 | STANDARD | STOWE | VT | PRIMARY | 44.46 | -72.68
5072 | STANDARD | STRAFFORD | VT | PRIMARY | 43.87 | -72.38
5488 | STANDARD | SWANTON | VT | PRIMARY | 44.92 | -73.12
5073 | STANDARD | TAFTSVILLE | VT | PRIMARY | 43.62 | -72.46
5074 | PO BOX | THETFORD | VT | PRIMARY | 43.82 | -72.23
5083 | STANDARD | WEST FAIRLEE | VT | PRIMARY | 43.9 | -72.27
5075 | STANDARD | THETFORD CENTER | VT | PRIMARY | 43.82 | -72.27
5353 | STANDARD | TOWNSHEND | VT | PRIMARY | 43.04 | -72.66
5359 | STANDARD | WEST TOWNSHEND | VT | PRIMARY | 43.13 | -72.71
5868 | STANDARD | TROY | VT | PRIMARY | 44.93 | -72.38
5874 | STANDARD | WESTFIELD | VT | PRIMARY | 44.88 | -72.42
5077 | STANDARD | TUNBRIDGE | VT | PRIMARY | 43.88 | -72.5
5489 | STANDARD | UNDERHILL | VT | PRIMARY | 44.53 | -72.97
5490 | PO BOX | UNDERHILL CENTER | VT | PRIMARY | 44.52 | -72.89
5491 | STANDARD | VERGENNES | VT | PRIMARY | 44.16 | -73.25
5354 | STANDARD | VERNON | VT | PRIMARY | 42.78 | -72.52
5079 | STANDARD | VERSHIRE | VT | PRIMARY | 43.97 | -72.32
5673 | STANDARD | WAITSFIELD | VT | PRIMARY | 44.18 | -72.82
5773 | STANDARD | WALLINGFORD | VT | PRIMARY | 43.48 | -72.97
5355 | STANDARD | WARDSBORO | VT | PRIMARY | 43.02 | -72.8
5674 | STANDARD | WARREN | VT | PRIMARY | 44.12 | -72.85
5675 | STANDARD | WASHINGTON | VT | PRIMARY | 44.1 | -72.43
5671 | UNIQUE | WATERBURY | VT | PRIMARY | 44.33 | -72.75
5676 | STANDARD | WATERBURY | VT | PRIMARY | 44.33 | -72.75
5677 | STANDARD | WATERBURY CENTER | VT | PRIMARY | 44.38 | -72.7
5442 | STANDARD | BELVIDERE CENTER | VT | PRIMARY | 44.75 | -72.68
5492 | STANDARD | WATERVILLE | VT | PRIMARY | 44.71 | -72.75
5678 | PO BOX | WEBSTERVILLE | VT | PRIMARY | 44.13 | -72.45
5774 | STANDARD | WELLS | VT | PRIMARY | 43.42 | -73.2
5081 | STANDARD | WELLS RIVER | VT | PRIMARY | 44.15 | -72.06
5867 | STANDARD | SUTTON | VT | PRIMARY | 44.66 | -72.03
5871 | STANDARD | WEST BURKE | VT | PRIMARY | 44.64 | -71.98
5872 | STANDARD | WEST CHARLESTON | VT | PRIMARY | 44.86 | -72.05
5873 | STANDARD | WEST DANVILLE | VT | PRIMARY | 44.46 | -72.22
5356 | STANDARD | WEST DOVER | VT | PRIMARY | 42.96 | -72.91
5357 | PO BOX | WEST DUMMERSTON | VT | PRIMARY | 42.92 | -72.61
5494 | STANDARD | WESTFORD | VT | PRIMARY | 44.62 | -73.02
5358 | STANDARD | WEST HALIFAX | VT | PRIMARY | 42.76 | -72.72
5084 | STANDARD | WEST HARTFORD | VT | PRIMARY | 43.72 | -72.42
5158 | STANDARD | WESTMINSTER | VT | PRIMARY | 43.07 | -72.45
5159 | PO BOX | WESTMINSTER STATION | VT | PRIMARY | 43.04 | -72.48
5085 | PO BOX | WEST NEWBURY | VT | PRIMARY | 44.06 | -72.12
5161 | STANDARD | WESTON | VT | PRIMARY | 43.28 | -72.8
5775 | STANDARD | WEST PAWLET | VT | PRIMARY | 43.36 | -73.22
5776 | STANDARD | WEST RUPERT | VT | PRIMARY | 43.26 | -73.19
5736 | STANDARD | CENTER RUTLAND | VT | PRIMARY | 43.61 | -73.01
5777 | STANDARD | WEST RUTLAND | VT | PRIMARY | 43.59 | -73.04
5086 | STANDARD | WEST TOPSHAM | VT | PRIMARY | 44.13 | -72.25
5360 | STANDARD | WEST WARDSBORO | VT | PRIMARY | 43.02 | -72.85
5001 | STANDARD | WHITE RIVER JUNCTION | VT | PRIMARY | 43.65 | -72.32
5009 | UNIQUE | WHITE RIVER JUNCTION | VT | PRIMARY | 43.65 | -72.32
5778 | STANDARD | WHITING | VT | PRIMARY | 43.87 | -73.21
5361 | STANDARD | WHITINGHAM | VT | PRIMARY | 42.78 | -72.87
5088 | PO BOX | WILDER | VT | PRIMARY | 43.67 | -72.31
5679 | STANDARD | WILLIAMSTOWN | VT | PRIMARY | 44.12 | -72.53
5351 | STANDARD | SOUTH NEWFANE | VT | PRIMARY | 42.94 | -72.7
5362 | STANDARD | WILLIAMSVILLE | VT | PRIMARY | 42.94 | -72.65
5495 | STANDARD | WILLISTON | VT | PRIMARY | 44.43 | -73.07
5363 | STANDARD | WILMINGTON | VT | PRIMARY | 42.86 | -72.87
5089 | STANDARD | WINDSOR | VT | PRIMARY | 43.48 | -72.42
5680 | STANDARD | WOLCOTT | VT | PRIMARY | 44.55 | -72.47
5681 | STANDARD | WOODBURY | VT | PRIMARY | 44.44 | -72.4
5091 | STANDARD | WOODSTOCK | VT | PRIMARY | 43.62 | -72.51
5682 | STANDARD | WORCESTER | VT | PRIMARY | 44.37 | -72.55
6231 | STANDARD | AMSTON | CT | PRIMARY | 41.62 | -72.37
6232 | STANDARD | ANDOVER | CT | PRIMARY | 41.73 | -72.36
6401 | STANDARD | ANSONIA | CT | PRIMARY | 41.34 | -73.06
6278 | STANDARD | ASHFORD | CT | PRIMARY | 41.86 | -72.11
6001 | STANDARD | AVON | CT | PRIMARY | 41.8 | -72.83
6233 | PO BOX | BALLOUVILLE | CT | PRIMARY | 41.87 | -71.86
6330 | STANDARD | BALTIC | CT | PRIMARY | 41.64 | -72.07
6750 | STANDARD | BANTAM | CT | PRIMARY | 41.72 | -73.24
6403 | STANDARD | BEACON FALLS | CT | PRIMARY | 41.44 | -73.04
6801 | STANDARD | BETHEL | CT | PRIMARY | 41.37 | -73.41
6751 | STANDARD | BETHLEHEM | CT | PRIMARY | 41.63 | -73.21
6002 | STANDARD | BLOOMFIELD | CT | PRIMARY | 41.81 | -72.73
6404 | PO BOX | BOTSFORD | CT | PRIMARY | 41.39 | -73.31
6405 | STANDARD | BRANFORD | CT | PRIMARY | 41.28 | -72.81
6601 | PO BOX | BRIDGEPORT | CT | PRIMARY | 41.18 | -73.19
6602 | PO BOX | BRIDGEPORT | CT | PRIMARY | 41.18 | -73.19
6604 | STANDARD | BRIDGEPORT | CT | PRIMARY | 41.18 | -73.19
6605 | STANDARD | BRIDGEPORT | CT | PRIMARY | 41.18 | -73.19
6606 | STANDARD | BRIDGEPORT | CT | PRIMARY | 41.18 | -73.19
6607 | STANDARD | BRIDGEPORT | CT | PRIMARY | 41.18 | -73.19
6608 | STANDARD | BRIDGEPORT | CT | PRIMARY | 41.18 | -73.19
6610 | STANDARD | BRIDGEPORT | CT | PRIMARY | 41.18 | -73.19
6611 | STANDARD | TRUMBULL | CT | PRIMARY | 41.25 | -73.2
6612 | STANDARD | EASTON | CT | PRIMARY | 41.24 | -73.31
6614 | STANDARD | STRATFORD | CT | PRIMARY | 41.2 | -73.13
6615 | STANDARD | STRATFORD | CT | PRIMARY | 41.2 | -73.13
6650 | STANDARD | BRIDGEPORT | CT | PRIMARY | 41.18 | -73.19
6673 | UNIQUE | BRIDGEPORT | CT | PRIMARY | 41.18 | -73.19
6699 | UNIQUE | BRIDGEPORT | CT | PRIMARY | 41.18 | -73.19
6752 | STANDARD | BRIDGEWATER | CT | PRIMARY | 41.52 | -73.36
6010 | STANDARD | BRISTOL | CT | PRIMARY | 41.68 | -72.94
6011 | PO BOX | BRISTOL | CT | PRIMARY | 41.68 | -72.94
6016 | STANDARD | BROAD BROOK | CT | PRIMARY | 41.9 | -72.54
6804 | STANDARD | BROOKFIELD | CT | PRIMARY | 41.46 | -73.39
6234 | STANDARD | BROOKLYN | CT | PRIMARY | 41.78 | -71.95
6018 | STANDARD | CANAAN | CT | PRIMARY | 42.03 | -73.33
6331 | STANDARD | CANTERBURY | CT | PRIMARY | 41.7 | -71.96
6019 | STANDARD | CANTON | CT | PRIMARY | 41.81 | -72.9
6020 | STANDARD | CANTON CENTER | CT | PRIMARY | 41.86 | -72.9
6409 | STANDARD | CENTERBROOK | CT | PRIMARY | 41.34 | -72.41
6332 | PO BOX | CENTRAL VILLAGE | CT | PRIMARY | 41.7 | -71.94
6235 | STANDARD | CHAPLIN | CT | PRIMARY | 41.8 | -72.11
6408 | UNIQUE | CHESHIRE | CT | PRIMARY | 41.5 | -72.9
6410 | STANDARD | CHESHIRE | CT | PRIMARY | 41.5 | -72.9
6411 | UNIQUE | CHESHIRE | CT | PRIMARY | 41.5 | -72.9
6412 | STANDARD | CHESTER | CT | PRIMARY | 41.4 | -72.45
6413 | STANDARD | CLINTON | CT | PRIMARY | 41.27 | -72.53
6414 | PO BOX | COBALT | CT | PRIMARY | 41.56 | -72.5
6415 | STANDARD | COLCHESTER | CT | PRIMARY | 41.57 | -72.33
6420 | STANDARD | SALEM | CT | PRIMARY | 41.48 | -72.27
6021 | STANDARD | COLEBROOK | CT | PRIMARY | 42.02 | -73.1
6022 | STANDARD | COLLINSVILLE | CT | PRIMARY | 41.81 | -72.92
6237 | STANDARD | COLUMBIA | CT | PRIMARY | 41.7 | -72.3
6753 | PO BOX | CORNWALL | CT | PRIMARY | 41.84 | -73.33
6754 | STANDARD | CORNWALL BRIDGE | CT | PRIMARY | 41.81 | -73.37
6807 | STANDARD | COS COB | CT | PRIMARY | 41.06 | -73.59
6238 | STANDARD | COVENTRY | CT | PRIMARY | 41.78 | -72.3
6416 | STANDARD | CROMWELL | CT | PRIMARY | 41.6 | -72.63
6810 | STANDARD | DANBURY | CT | PRIMARY | 41.4 | -73.47
6811 | STANDARD | DANBURY | CT | PRIMARY | 41.4 | -73.47
6812 | STANDARD | NEW FAIRFIELD | CT | PRIMARY | 41.48 | -73.48
6813 | PO BOX | DANBURY | CT | PRIMARY | 41.4 | -73.47
6814 | UNIQUE | DANBURY | CT | PRIMARY | 41.4 | -73.47
6816 | UNIQUE | DANBURY | CT | PRIMARY | 41.4 | -73.47
6817 | UNIQUE | DANBURY | CT | PRIMARY | 41.4 | -73.47
6239 | STANDARD | DANIELSON | CT | PRIMARY | 41.8 | -71.88
6820 | STANDARD | DARIEN | CT | PRIMARY | 41.05 | -73.47
6241 | STANDARD | DAYVILLE | CT | PRIMARY | 41.85 | -71.84
6417 | STANDARD | DEEP RIVER | CT | PRIMARY | 41.39 | -72.43
6419 | STANDARD | KILLINGWORTH | CT | PRIMARY | 41.35 | -72.56
6418 | STANDARD | DERBY | CT | PRIMARY | 41.32 | -73.08
6422 | STANDARD | DURHAM | CT | PRIMARY | 41.47 | -72.68
6023 | STANDARD | EAST BERLIN | CT | PRIMARY | 41.61 | -72.72
6024 | STANDARD | EAST CANAAN | CT | PRIMARY | 42 | -73.28
6242 | STANDARD | EASTFORD | CT | PRIMARY | 41.9 | -72.08
6025 | PO BOX | EAST GLASTONBURY | CT | PRIMARY | 41.7 | -72.54
6026 | STANDARD | EAST GRANBY | CT | PRIMARY | 41.93 | -72.71
6423 | STANDARD | EAST HADDAM | CT | PRIMARY | 41.45 | -72.46
6424 | STANDARD | EAST HAMPTON | CT | PRIMARY | 41.57 | -72.49
6447 | STANDARD | MARLBOROUGH | CT | PRIMARY | 41.63 | -72.45
6027 | STANDARD | EAST HARTLAND | CT | PRIMARY | 42 | -72.94
6243 | STANDARD | EAST KILLINGLY | CT | PRIMARY | 41.84 | -71.8
6333 | STANDARD | EAST LYME | CT | PRIMARY | 41.38 | -72.24
6088 | STANDARD | EAST WINDSOR | CT | PRIMARY | 41.85 | -72.6
6028 | PO BOX | EAST WINDSOR HILL | CT | PRIMARY | 41.87 | -72.67
6244 | PO BOX | EAST WOODSTOCK | CT | PRIMARY | 41.98 | -71.97
6029 | STANDARD | ELLINGTON | CT | PRIMARY | 41.9 | -72.46
6082 | STANDARD | ENFIELD | CT | PRIMARY | 41.96 | -72.56
6083 | PO BOX | ENFIELD | CT | PRIMARY | 41.96 | -72.56
6426 | STANDARD | ESSEX | CT | PRIMARY | 41.35 | -72.39
6245 | PO BOX | FABYAN | CT | PRIMARY | 42.01 | -71.94
6824 | STANDARD | FAIRFIELD | CT | PRIMARY | 41.13 | -73.28
6825 | STANDARD | FAIRFIELD | CT | PRIMARY | 41.13 | -73.28
6828 | UNIQUE | FAIRFIELD | CT | PRIMARY | 41.13 | -73.28
6031 | STANDARD | FALLS VILLAGE | CT | PRIMARY | 41.95 | -73.36
6030 | UNIQUE | FARMINGTON | CT | PRIMARY | 41.71 | -72.83
6032 | STANDARD | FARMINGTON | CT | PRIMARY | 41.71 | -72.83
6034 | PO BOX | FARMINGTON | CT | PRIMARY | 41.71 | -72.83
6334 | PO BOX | BOZRAH | CT | PRIMARY | 41.54 | -72.17
6335 | STANDARD | GALES FERRY | CT | PRIMARY | 41.46 | -72.09
6338 | PO BOX | MASHANTUCKET | CT | PRIMARY | 41.35 | -72.09
6339 | STANDARD | LEDYARD | CT | PRIMARY | 41.44 | -71.99
6755 | STANDARD | GAYLORDSVILLE | CT | PRIMARY | 41.64 | -73.48
6829 | PO BOX | GEORGETOWN | CT | PRIMARY | 41.24 | -73.43
6336 | STANDARD | GILMAN | CT | PRIMARY | 41.58 | -72.12
6033 | STANDARD | GLASTONBURY | CT | PRIMARY | 41.7 | -72.6
6756 | STANDARD | GOSHEN | CT | PRIMARY | 41.85 | -73.23
6035 | STANDARD | GRANBY | CT | PRIMARY | 41.95 | -72.78
6838 | PO BOX | GREENS FARMS | CT | PRIMARY | 41.12 | -73.31
6830 | STANDARD | GREENWICH | CT | PRIMARY | 41.06 | -73.63
6831 | STANDARD | GREENWICH | CT | PRIMARY | 41.06 | -73.63
6836 | PO BOX | GREENWICH | CT | PRIMARY | 41.06 | -73.63
6246 | PO BOX | GROSVENOR DALE | CT | PRIMARY | 41.96 | -71.89
6340 | STANDARD | GROTON | CT | PRIMARY | 41.32 | -72.07
6349 | PO BOX | GROTON | CT | PRIMARY | 41.32 | -72.07
6437 | STANDARD | GUILFORD | CT | PRIMARY | 41.28 | -72.67
6438 | STANDARD | HADDAM | CT | PRIMARY | 41.45 | -72.5
6439 | PO BOX | HADLYME | CT | PRIMARY | 41.4 | -72.34
6247 | STANDARD | HAMPTON | CT | PRIMARY | 41.78 | -72.05
6350 | PO BOX | HANOVER | CT | PRIMARY | 41.62 | -72.07
6101 | STANDARD | HARTFORD | CT | PRIMARY | 41.76 | -72.68
6102 | PO BOX | HARTFORD | CT | PRIMARY | 41.76 | -72.68
6103 | STANDARD | HARTFORD | CT | PRIMARY | 41.76 | -72.68
6104 | PO BOX | HARTFORD | CT | PRIMARY | 41.76 | -72.68
6105 | STANDARD | HARTFORD | CT | PRIMARY | 41.76 | -72.68
6106 | STANDARD | HARTFORD | CT | PRIMARY | 41.76 | -72.68
6107 | STANDARD | WEST HARTFORD | CT | PRIMARY | 41.75 | -72.74
6108 | STANDARD | EAST HARTFORD | CT | PRIMARY | 41.76 | -72.61
6109 | STANDARD | WETHERSFIELD | CT | PRIMARY | 41.7 | -72.67
6110 | STANDARD | WEST HARTFORD | CT | PRIMARY | 41.75 | -72.74
6111 | STANDARD | NEWINGTON | CT | PRIMARY | 41.68 | -72.73
6112 | STANDARD | HARTFORD | CT | PRIMARY | 41.76 | -72.68
6114 | STANDARD | HARTFORD | CT | PRIMARY | 41.76 | -72.68
6115 | PO BOX | HARTFORD | CT | PRIMARY | 41.76 | -72.68
6117 | STANDARD | WEST HARTFORD | CT | PRIMARY | 41.75 | -72.74
6118 | STANDARD | EAST HARTFORD | CT | PRIMARY | 41.76 | -72.61
6119 | STANDARD | WEST HARTFORD | CT | PRIMARY | 41.75 | -72.74
6120 | STANDARD | HARTFORD | CT | PRIMARY | 41.76 | -72.68
6123 | PO BOX | HARTFORD | CT | PRIMARY | 41.76 | -72.68
6126 | PO BOX | HARTFORD | CT | PRIMARY | 41.76 | -72.68
6127 | PO BOX | WEST HARTFORD | CT | PRIMARY | 41.75 | -72.74
6128 | PO BOX | EAST HARTFORD | CT | PRIMARY | 41.76 | -72.61
6129 | PO BOX | WETHERSFIELD | CT | PRIMARY | 41.7 | -72.67
6131 | PO BOX | NEWINGTON | CT | PRIMARY | 41.68 | -72.73
6132 | PO BOX | HARTFORD | CT | PRIMARY | 41.76 | -72.68
6133 | PO BOX | WEST HARTFORD | CT | PRIMARY | 41.75 | -72.74
6134 | PO BOX | HARTFORD | CT | PRIMARY | 41.76 | -72.68
6137 | PO BOX | WEST HARTFORD | CT | PRIMARY | 41.75 | -72.74
6138 | PO BOX | EAST HARTFORD | CT | PRIMARY | 41.76 | -72.61
6140 | PO BOX | HARTFORD | CT | PRIMARY | 41.76 | -72.68
6141 | PO BOX | HARTFORD | CT | PRIMARY | 41.76 | -72.68
6142 | PO BOX | HARTFORD | CT | PRIMARY | 41.76 | -72.68
6143 | PO BOX | HARTFORD | CT | PRIMARY | 41.76 | -72.68
6144 | PO BOX | HARTFORD | CT | PRIMARY | 41.76 | -72.68
6145 | PO BOX | HARTFORD | CT | PRIMARY | 41.76 | -72.68
6146 | PO BOX | HARTFORD | CT | PRIMARY | 41.76 | -72.68
6147 | PO BOX | HARTFORD | CT | PRIMARY | 41.76 | -72.68
6150 | UNIQUE | HARTFORD | CT | PRIMARY | 41.76 | -72.68
6151 | UNIQUE | HARTFORD | CT | PRIMARY | 41.76 | -72.68
6152 | STANDARD | HARTFORD | CT | PRIMARY | 41.76 | -72.68
6153 | UNIQUE | HARTFORD | CT | PRIMARY | 41.76 | -72.68
6154 | UNIQUE | HARTFORD | CT | PRIMARY | 41.76 | -72.68
6155 | UNIQUE | HARTFORD | CT | PRIMARY | 41.76 | -72.68
6156 | UNIQUE | HARTFORD | CT | PRIMARY | 41.76 | -72.68
6160 | UNIQUE | HARTFORD | CT | PRIMARY | 41.76 | -72.68
6161 | UNIQUE | HARTFORD | CT | PRIMARY | 41.76 | -72.68
6167 | UNIQUE | HARTFORD | CT | PRIMARY | 41.76 | -72.68
6176 | UNIQUE | HARTFORD | CT | PRIMARY | 41.76 | -72.68
6180 | UNIQUE | HARTFORD | CT | PRIMARY | 41.76 | -72.68
6183 | UNIQUE | HARTFORD | CT | PRIMARY | 41.76 | -72.68
6199 | STANDARD | HARTFORD | CT | PRIMARY | 41.76 | -72.68
6440 | PO BOX | HAWLEYVILLE | CT | PRIMARY | 41.43 | -73.35
6248 | STANDARD | HEBRON | CT | PRIMARY | 41.65 | -72.36
6441 | STANDARD | HIGGANUM | CT | PRIMARY | 41.49 | -72.55
6442 | STANDARD | IVORYTON | CT | PRIMARY | 41.34 | -72.43
6351 | STANDARD | JEWETT CITY | CT | PRIMARY | 41.6 | -71.98
6037 | STANDARD | BERLIN | CT | PRIMARY | 41.62 | -72.77
6757 | STANDARD | KENT | CT | PRIMARY | 41.72 | -73.47
6039 | STANDARD | LAKEVILLE | CT | PRIMARY | 41.94 | -73.43
6249 | STANDARD | LEBANON | CT | PRIMARY | 41.66 | -72.24
6759 | STANDARD | LITCHFIELD | CT | PRIMARY | 41.74 | -73.19
6443 | STANDARD | MADISON | CT | PRIMARY | 41.27 | -72.59
6040 | STANDARD | MANCHESTER | CT | PRIMARY | 41.78 | -72.51
6041 | UNIQUE | MANCHESTER | CT | PRIMARY | 41.78 | -72.51
6042 | STANDARD | MANCHESTER | CT | PRIMARY | 41.79 | -72.53
6043 | STANDARD | BOLTON | CT | PRIMARY | 41.76 | -72.43
6045 | PO BOX | MANCHESTER | CT | PRIMARY | 41.78 | -72.51
6250 | STANDARD | MANSFIELD CENTER | CT | PRIMARY | 41.77 | -72.19
6444 | PO BOX | MARION | CT | PRIMARY | 41.56 | -72.92
6450 | STANDARD | MERIDEN | CT | PRIMARY | 41.53 | -72.79
6451 | STANDARD | MERIDEN | CT | PRIMARY | 41.53 | -72.79
6762 | STANDARD | MIDDLEBURY | CT | PRIMARY | 41.52 | -73.12
6455 | STANDARD | MIDDLEFIELD | CT | PRIMARY | 41.5 | -72.71
6456 | PO BOX | MIDDLE HADDAM | CT | PRIMARY | 41.56 | -72.5
6457 | STANDARD | MIDDLETOWN | CT | PRIMARY | 41.54 | -72.65
6459 | UNIQUE | MIDDLETOWN | CT | PRIMARY | 41.54 | -72.65
6460 | STANDARD | MILFORD | CT | PRIMARY | 41.22 | -73.06
6461 | STANDARD | MILFORD | CT | PRIMARY | 41.23 | -73.08
6467 | PO BOX | MILLDALE | CT | PRIMARY | 41.61 | -72.87
6468 | STANDARD | MONROE | CT | PRIMARY | 41.36 | -73.2
6353 | STANDARD | MONTVILLE | CT | PRIMARY | 41.44 | -72.12
6469 | STANDARD | MOODUS | CT | PRIMARY | 41.5 | -72.45
6354 | STANDARD | MOOSUP | CT | PRIMARY | 41.71 | -71.87
6758 | STANDARD | LAKESIDE | CT | PRIMARY | 41.68 | -73.23
6763 | STANDARD | MORRIS | CT | PRIMARY | 41.68 | -73.17
6355 | STANDARD | MYSTIC | CT | PRIMARY | 41.35 | -71.97
6388 | PO BOX | WEST MYSTIC | CT | PRIMARY | 41.35 | -71.98
6770 | STANDARD | NAUGATUCK | CT | PRIMARY | 41.48 | -73.05
6050 | PO BOX | NEW BRITAIN | CT | PRIMARY | 41.67 | -72.78
6051 | STANDARD | NEW BRITAIN | CT | PRIMARY | 41.67 | -72.78
6052 | STANDARD | NEW BRITAIN | CT | PRIMARY | 41.67 | -72.78
6053 | STANDARD | NEW BRITAIN | CT | PRIMARY | 41.67 | -72.78
6840 | STANDARD | NEW CANAAN | CT | PRIMARY | 41.14 | -73.49
6057 | STANDARD | NEW HARTFORD | CT | PRIMARY | 41.87 | -72.97
6501 | PO BOX | NEW HAVEN | CT | PRIMARY | 41.31 | -72.92
6502 | PO BOX | NEW HAVEN | CT | PRIMARY | 41.31 | -72.92
6503 | PO BOX | NEW HAVEN | CT | PRIMARY | 41.31 | -72.92
6504 | PO BOX | NEW HAVEN | CT | PRIMARY | 41.31 | -72.92
6505 | PO BOX | NEW HAVEN | CT | PRIMARY | 41.31 | -72.92
6506 | PO BOX | NEW HAVEN | CT | PRIMARY | 41.31 | -72.92
6507 | PO BOX | NEW HAVEN | CT | PRIMARY | 41.31 | -72.92
6508 | PO BOX | NEW HAVEN | CT | PRIMARY | 41.31 | -72.92
6509 | PO BOX | NEW HAVEN | CT | PRIMARY | 41.31 | -72.92
6510 | STANDARD | NEW HAVEN | CT | PRIMARY | 41.31 | -72.92
6511 | STANDARD | NEW HAVEN | CT | PRIMARY | 41.31 | -72.92
6512 | STANDARD | EAST HAVEN | CT | PRIMARY | 41.29 | -72.86
6513 | STANDARD | NEW HAVEN | CT | PRIMARY | 41.31 | -72.92
6514 | STANDARD | HAMDEN | CT | PRIMARY | 41.37 | -72.9
6515 | STANDARD | NEW HAVEN | CT | PRIMARY | 41.31 | -72.92
6516 | STANDARD | WEST HAVEN | CT | PRIMARY | 41.27 | -72.96
6517 | STANDARD | HAMDEN | CT | PRIMARY | 41.37 | -72.9
6518 | STANDARD | HAMDEN | CT | PRIMARY | 41.37 | -72.9
6519 | STANDARD | NEW HAVEN | CT | PRIMARY | 41.31 | -72.92
6520 | PO BOX | NEW HAVEN | CT | PRIMARY | 41.31 | -72.92
6521 | PO BOX | NEW HAVEN | CT | PRIMARY | 41.31 | -72.92
6524 | STANDARD | BETHANY | CT | PRIMARY | 41.42 | -72.99
6525 | STANDARD | WOODBRIDGE | CT | PRIMARY | 41.34 | -72.96
6530 | PO BOX | NEW HAVEN | CT | PRIMARY | 41.31 | -72.92
6531 | PO BOX | NEW HAVEN | CT | PRIMARY | 41.31 | -72.92
6532 | PO BOX | NEW HAVEN | CT | PRIMARY | 41.31 | -72.92
6533 | PO BOX | NEW HAVEN | CT | PRIMARY | 41.31 | -72.92
6534 | PO BOX | NEW HAVEN | CT | PRIMARY | 41.31 | -72.92
6535 | PO BOX | NEW HAVEN | CT | PRIMARY | 41.31 | -72.92
6536 | PO BOX | NEW HAVEN | CT | PRIMARY | 41.31 | -72.92
6537 | UNIQUE | NEW HAVEN | CT | PRIMARY | 41.31 | -72.92
6538 | UNIQUE | NEW HAVEN | CT | PRIMARY | 41.31 | -72.92
6540 | UNIQUE | NEW HAVEN | CT | PRIMARY | 41.31 | -72.92
6320 | STANDARD | NEW LONDON | CT | PRIMARY | 41.35 | -72.1
6776 | STANDARD | NEW MILFORD | CT | PRIMARY | 41.58 | -73.4
6470 | STANDARD | NEWTOWN | CT | PRIMARY | 41.41 | -73.31
6482 | STANDARD | SANDY HOOK | CT | PRIMARY | 41.4 | -73.24
6357 | STANDARD | NIANTIC | CT | PRIMARY | 41.32 | -72.19
6058 | STANDARD | NORFOLK | CT | PRIMARY | 41.99 | -73.19
6471 | STANDARD | NORTH BRANFORD | CT | PRIMARY | 41.33 | -72.77
6059 | STANDARD | NORTH CANTON | CT | PRIMARY | 41.9 | -72.89
6472 | STANDARD | NORTHFORD | CT | PRIMARY | 41.38 | -72.77
6254 | STANDARD | NORTH FRANKLIN | CT | PRIMARY | 41.61 | -72.14
6060 | STANDARD | NORTH GRANBY | CT | PRIMARY | 42.01 | -72.84
6255 | STANDARD | NORTH GROSVENORDALE | CT | PRIMARY | 41.98 | -71.9
6473 | STANDARD | NORTH HAVEN | CT | PRIMARY | 41.38 | -72.85
6359 | STANDARD | NORTH STONINGTON | CT | PRIMARY | 41.44 | -71.89
6474 | PO BOX | NORTH WESTCHESTER | CT | PRIMARY | 41.56 | -72.34
6256 | STANDARD | NORTH WINDHAM | CT | PRIMARY | 41.76 | -72.13
6850 | STANDARD | NORWALK | CT | PRIMARY | 41.09 | -73.42
6851 | STANDARD | NORWALK | CT | PRIMARY | 41.09 | -73.42
6852 | PO BOX | NORWALK | CT | PRIMARY | 41.09 | -73.42
6853 | STANDARD | NORWALK | CT | PRIMARY | 41.09 | -73.42
6854 | STANDARD | NORWALK | CT | PRIMARY | 41.09 | -73.42
6855 | STANDARD | NORWALK | CT | PRIMARY | 41.09 | -73.42
6856 | PO BOX | NORWALK | CT | PRIMARY | 41.09 | -73.42
6857 | UNIQUE | NORWALK | CT | PRIMARY | 41.09 | -73.42
6858 | UNIQUE | NORWALK | CT | PRIMARY | 41.09 | -73.42
6859 | UNIQUE | NORWALK | CT | PRIMARY | 41.09 | -73.42
6860 | UNIQUE | NORWALK | CT | PRIMARY | 41.09 | -73.42
6360 | STANDARD | NORWICH | CT | PRIMARY | 41.55 | -72.08
6365 | STANDARD | PRESTON | CT | PRIMARY | 41.55 | -71.99
6370 | STANDARD | OAKDALE | CT | PRIMARY | 41.46 | -72.18
6870 | STANDARD | OLD GREENWICH | CT | PRIMARY | 41.03 | -73.56
6371 | STANDARD | OLD LYME | CT | PRIMARY | 41.31 | -72.34
6372 | PO BOX | OLD MYSTIC | CT | PRIMARY | 41.36 | -71.98
6475 | STANDARD | OLD SAYBROOK | CT | PRIMARY | 41.29 | -72.36
6373 | PO BOX | ONECO | CT | PRIMARY | 41.69 | -71.81
6477 | STANDARD | ORANGE | CT | PRIMARY | 41.27 | -73.02
6781 | PO BOX | PEQUABUCK | CT | PRIMARY | 41.67 | -73
6061 | PO BOX | PINE MEADOW | CT | PRIMARY | 41.87 | -72.96
6374 | STANDARD | PLAINFIELD | CT | PRIMARY | 41.67 | -71.92
6062 | STANDARD | PLAINVILLE | CT | PRIMARY | 41.66 | -72.9
6479 | STANDARD | PLANTSVILLE | CT | PRIMARY | 41.57 | -72.9
6063 | STANDARD | BARKHAMSTED | CT | PRIMARY | 41.93 | -72.97
6782 | STANDARD | PLYMOUTH | CT | PRIMARY | 41.65 | -73.04
6258 | PO BOX | POMFRET | CT | PRIMARY | 41.9 | -71.96
6230 | PO BOX | ABINGTON | CT | PRIMARY | 41.85 | -72.01
6259 | STANDARD | POMFRET CENTER | CT | PRIMARY | 41.86 | -71.99
6064 | PO BOX | POQUONOCK | CT | PRIMARY | 41.87 | -72.67
6480 | STANDARD | PORTLAND | CT | PRIMARY | 41.58 | -72.62
6260 | STANDARD | PUTNAM | CT | PRIMARY | 41.91 | -71.9
6375 | STANDARD | QUAKER HILL | CT | PRIMARY | 41.4 | -72.12
6262 | STANDARD | QUINEBAUG | CT | PRIMARY | 42 | -71.93
6875 | PO BOX | REDDING CENTER | CT | PRIMARY | 41.3 | -73.38
6876 | PO BOX | REDDING RIDGE | CT | PRIMARY | 41.3 | -73.38
6877 | STANDARD | RIDGEFIELD | CT | PRIMARY | 41.27 | -73.49
6879 | UNIQUE | RIDGEFIELD | CT | PRIMARY | 41.27 | -73.49
6878 | STANDARD | RIVERSIDE | CT | PRIMARY | 41.03 | -73.58
6065 | STANDARD | RIVERTON | CT | PRIMARY | 41.95 | -73.02
6091 | STANDARD | WEST HARTLAND | CT | PRIMARY | 42 | -72.97
6481 | STANDARD | ROCKFALL | CT | PRIMARY | 41.53 | -72.69
6067 | STANDARD | ROCKY HILL | CT | PRIMARY | 41.66 | -72.63
6263 | PO BOX | ROGERS | CT | PRIMARY | 41.84 | -71.91
6783 | STANDARD | ROXBURY | CT | PRIMARY | 41.55 | -73.3
6068 | STANDARD | SALISBURY | CT | PRIMARY | 42.01 | -73.42
6264 | STANDARD | SCOTLAND | CT | PRIMARY | 41.7 | -72.08
6478 | STANDARD | OXFORD | CT | PRIMARY | 41.42 | -73.11
6483 | STANDARD | SEYMOUR | CT | PRIMARY | 41.4 | -73.06
6069 | STANDARD | SHARON | CT | PRIMARY | 41.87 | -73.47
6484 | STANDARD | SHELTON | CT | PRIMARY | 41.3 | -73.13
6784 | STANDARD | SHERMAN | CT | PRIMARY | 41.58 | -73.5
6070 | STANDARD | SIMSBURY | CT | PRIMARY | 41.88 | -72.81
6071 | STANDARD | SOMERS | CT | PRIMARY | 41.98 | -72.45
6072 | PO BOX | SOMERSVILLE | CT | PRIMARY | 41.99 | -72.45
6487 | PO BOX | SOUTH BRITAIN | CT | PRIMARY | 41.47 | -73.23
6488 | STANDARD | SOUTHBURY | CT | PRIMARY | 41.48 | -73.22
6073 | STANDARD | SOUTH GLASTONBURY | CT | PRIMARY | 41.65 | -72.56
6489 | STANDARD | SOUTHINGTON | CT | PRIMARY | 41.6 | -72.88
6785 | STANDARD | SOUTH KENT | CT | PRIMARY | 41.69 | -73.46
6376 | PO BOX | SOUTH LYME | CT | PRIMARY | 41.32 | -72.3
6890 | STANDARD | SOUTHPORT | CT | PRIMARY | 41.14 | -73.28
6265 | PO BOX | SOUTH WILLINGTON | CT | PRIMARY | 41.89 | -72.26
6266 | STANDARD | SOUTH WINDHAM | CT | PRIMARY | 41.68 | -72.18
6074 | STANDARD | SOUTH WINDSOR | CT | PRIMARY | 41.81 | -72.61
6267 | PO BOX | SOUTH WOODSTOCK | CT | PRIMARY | 41.92 | -71.95
6075 | PO BOX | STAFFORD | CT | PRIMARY | 41.98 | -72.28
6076 | STANDARD | STAFFORD SPRINGS | CT | PRIMARY | 41.95 | -72.3
6077 | PO BOX | STAFFORDVILLE | CT | PRIMARY | 41.98 | -72.31
6901 | STANDARD | STAMFORD | CT | PRIMARY | 41.09 | -73.55
6902 | STANDARD | STAMFORD | CT | PRIMARY | 41.09 | -73.55
6903 | STANDARD | STAMFORD | CT | PRIMARY | 41.09 | -73.55
6904 | PO BOX | STAMFORD | CT | PRIMARY | 41.09 | -73.55
6905 | STANDARD | STAMFORD | CT | PRIMARY | 41.09 | -73.55
6906 | STANDARD | STAMFORD | CT | PRIMARY | 41.09 | -73.55
6907 | STANDARD | STAMFORD | CT | PRIMARY | 41.09 | -73.55
6910 | STANDARD | STAMFORD | CT | PRIMARY | 41.09 | -73.55
6911 | PO BOX | STAMFORD | CT | PRIMARY | 41.09 | -73.55
6912 | PO BOX | STAMFORD | CT | PRIMARY | 41.09 | -73.55
6913 | UNIQUE | STAMFORD | CT | PRIMARY | 41.09 | -73.55
6914 | UNIQUE | STAMFORD | CT | PRIMARY | 41.09 | -73.55
6920 | UNIQUE | STAMFORD | CT | PRIMARY | 41.09 | -73.55
6921 | UNIQUE | STAMFORD | CT | PRIMARY | 41.09 | -73.55
6922 | UNIQUE | STAMFORD | CT | PRIMARY | 41.09 | -73.55
6925 | UNIQUE | STAMFORD | CT | PRIMARY | 41.09 | -73.55
6926 | UNIQUE | STAMFORD | CT | PRIMARY | 41.09 | -73.55
6927 | UNIQUE | STAMFORD | CT | PRIMARY | 41.09 | -73.55
6928 | UNIQUE | STAMFORD | CT | PRIMARY | 41.09 | -73.55
6377 | STANDARD | STERLING | CT | PRIMARY | 41.7 | -71.83
6491 | PO BOX | STEVENSON | CT | PRIMARY | 41.33 | -73.23
6378 | STANDARD | STONINGTON | CT | PRIMARY | 41.33 | -71.9
6379 | STANDARD | PAWCATUCK | CT | PRIMARY | 41.37 | -71.85
6251 | PO BOX | MANSFIELD DEPOT | CT | PRIMARY | 41.77 | -72.2
6268 | STANDARD | STORRS MANSFIELD | CT | PRIMARY | 41.8 | -72.25
6269 | UNIQUE | STORRS MANSFIELD | CT | PRIMARY | 41.8 | -72.25
6078 | STANDARD | SUFFIELD | CT | PRIMARY | 41.98 | -72.65
6080 | UNIQUE | SUFFIELD | CT | PRIMARY | 41.98 | -72.65
6079 | PO BOX | TACONIC | CT | PRIMARY | 42.03 | -73.4
6380 | STANDARD | TAFTVILLE | CT | PRIMARY | 41.56 | -72.05
6081 | STANDARD | TARIFFVILLE | CT | PRIMARY | 41.9 | -72.76
6786 | STANDARD | TERRYVILLE | CT | PRIMARY | 41.67 | -73
6778 | STANDARD | NORTHFIELD | CT | PRIMARY | 41.71 | -73.12
6787 | STANDARD | THOMASTON | CT | PRIMARY | 41.67 | -73.07
6277 | STANDARD | THOMPSON | CT | PRIMARY | 41.95 | -71.86
6084 | STANDARD | TOLLAND | CT | PRIMARY | 41.98 | -72.15
6790 | STANDARD | TORRINGTON | CT | PRIMARY | 41.83 | -73.12
6791 | STANDARD | HARWINTON | CT | PRIMARY | 41.75 | -73.05
6792 | UNIQUE | TORRINGTON | CT | PRIMARY | 41.77 | -73.06
6382 | STANDARD | UNCASVILLE | CT | PRIMARY | 41.45 | -72.12
6013 | STANDARD | BURLINGTON | CT | PRIMARY | 41.76 | -72.96
6085 | STANDARD | UNIONVILLE | CT | PRIMARY | 41.75 | -72.88
6087 | UNIQUE | UNIONVILLE | CT | PRIMARY | 41.75 | -72.88
6066 | STANDARD | VERNON ROCKVILLE | CT | PRIMARY | 41.84 | -72.45
6383 | PO BOX | VERSAILLES | CT | PRIMARY | 41.58 | -71.94
6384 | STANDARD | VOLUNTOWN | CT | PRIMARY | 41.59 | -71.85
6492 | STANDARD | WALLINGFORD | CT | PRIMARY | 41.44 | -72.81
6493 | UNIQUE | WALLINGFORD | CT | PRIMARY | 41.44 | -72.81
6494 | UNIQUE | WALLINGFORD | CT | PRIMARY | 41.44 | -72.81
6495 | UNIQUE | WALLINGFORD | CT | PRIMARY | 41.46 | -72.8
6777 | STANDARD | NEW PRESTON MARBLE DALE | CT | PRIMARY | 41.69 | -73.34
6793 | STANDARD | WASHINGTON | CT | PRIMARY | 41.63 | -73.28
6794 | STANDARD | WASHINGTON DEPOT | CT | PRIMARY | 41.65 | -73.32
6701 | UNIQUE | WATERBURY | CT | PRIMARY | 41.55 | -73.03
6702 | STANDARD | WATERBURY | CT | PRIMARY | 41.55 | -73.03
6703 | PO BOX | WATERBURY | CT | PRIMARY | 41.55 | -73.03
6704 | STANDARD | WATERBURY | CT | PRIMARY | 41.55 | -73.03
6705 | STANDARD | WATERBURY | CT | PRIMARY | 41.55 | -73.03
6706 | STANDARD | WATERBURY | CT | PRIMARY | 41.55 | -73.03
6708 | STANDARD | WATERBURY | CT | PRIMARY | 41.55 | -73.03
6710 | STANDARD | WATERBURY | CT | PRIMARY | 41.55 | -73.03
6712 | STANDARD | PROSPECT | CT | PRIMARY | 41.49 | -72.97
6716 | STANDARD | WOLCOTT | CT | PRIMARY | 41.61 | -72.98
6720 | PO BOX | WATERBURY | CT | PRIMARY | 41.55 | -73.03
6721 | PO BOX | WATERBURY | CT | PRIMARY | 41.55 | -73.03
6722 | PO BOX | WATERBURY | CT | PRIMARY | 41.55 | -73.03
6723 | PO BOX | WATERBURY | CT | PRIMARY | 41.55 | -73.03
6724 | PO BOX | WATERBURY | CT | PRIMARY | 41.55 | -73.03
6725 | PO BOX | WATERBURY | CT | PRIMARY | 41.55 | -73.03
6726 | PO BOX | WATERBURY | CT | PRIMARY | 41.55 | -73.03
6749 | UNIQUE | WATERBURY | CT | PRIMARY | 41.55 | -73.03
6385 | STANDARD | WATERFORD | CT | PRIMARY | 41.34 | -72.14
6779 | STANDARD | OAKVILLE | CT | PRIMARY | 41.59 | -73.08
6795 | STANDARD | WATERTOWN | CT | PRIMARY | 41.61 | -73.12
6387 | PO BOX | WAUREGAN | CT | PRIMARY | 41.75 | -71.91
6089 | STANDARD | WEATOGUE | CT | PRIMARY | 41.84 | -72.82
6498 | STANDARD | WESTBROOK | CT | PRIMARY | 41.28 | -72.45
6796 | STANDARD | WEST CORNWALL | CT | PRIMARY | 41.87 | -73.33
6090 | STANDARD | WEST GRANBY | CT | PRIMARY | 41.95 | -72.86
6880 | STANDARD | WESTPORT | CT | PRIMARY | 41.12 | -73.34
6881 | PO BOX | WESTPORT | CT | PRIMARY | 41.12 | -73.34
6883 | STANDARD | WESTON | CT | PRIMARY | 41.22 | -73.37
6888 | UNIQUE | WESTPORT | CT | PRIMARY | 41.12 | -73.34
6889 | UNIQUE | WESTPORT | CT | PRIMARY | 41.12 | -73.34
6896 | STANDARD | REDDING | CT | PRIMARY | 41.3 | -73.38
6092 | STANDARD | WEST SIMSBURY | CT | PRIMARY | 41.87 | -72.84
6093 | STANDARD | WEST SUFFIELD | CT | PRIMARY | 42 | -72.72
6279 | STANDARD | WILLINGTON | CT | PRIMARY | 41.86 | -72.27
6226 | STANDARD | WILLIMANTIC | CT | PRIMARY | 41.71 | -72.21
6897 | STANDARD | WILTON | CT | PRIMARY | 41.18 | -73.42
6280 | STANDARD | WINDHAM | CT | PRIMARY | 41.7 | -72.16
6006 | UNIQUE | WINDSOR | CT | PRIMARY | 41.85 | -72.65
6095 | STANDARD | WINDSOR | CT | PRIMARY | 41.85 | -72.65
6096 | STANDARD | WINDSOR LOCKS | CT | PRIMARY | 41.92 | -72.65
6094 | PO BOX | WINCHESTER CENTER | CT | PRIMARY | 41.92 | -73.1
6098 | STANDARD | WINSTED | CT | PRIMARY | 41.92 | -73.06
6798 | STANDARD | WOODBURY | CT | PRIMARY | 41.56 | -73.2
6281 | STANDARD | WOODSTOCK | CT | PRIMARY | 41.95 | -71.98
6282 | STANDARD | WOODSTOCK VALLEY | CT | PRIMARY | 41.92 | -72.1
6389 | PO BOX | YANTIC | CT | PRIMARY | 41.53 | -72.04
1220 | STANDARD | ADAMS | MA | PRIMARY | 42.62 | -73.11
1256 | STANDARD | SAVOY | MA | PRIMARY | 42.56 | -73.02
1001 | STANDARD | AGAWAM | MA | PRIMARY | 42.06 | -72.61
1002 | STANDARD | AMHERST | MA | PRIMARY | 42.37 | -72.52
1003 | PO BOX | AMHERST | MA | PRIMARY | 42.37 | -72.52
1004 | PO BOX | AMHERST | MA | PRIMARY | 42.37 | -72.52
1059 | PO BOX | NORTH AMHERST | MA | PRIMARY | 42.4 | -72.52
1330 | STANDARD | ASHFIELD | MA | PRIMARY | 42.53 | -72.78
1222 | STANDARD | ASHLEY FALLS | MA | PRIMARY | 42.05 | -73.33
2702 | STANDARD | ASSONET | MA | PRIMARY | 41.78 | -71.06
1331 | STANDARD | ATHOL | MA | PRIMARY | 42.59 | -72.23
1368 | STANDARD | ROYALSTON | MA | PRIMARY | 42.68 | -72.18
2703 | STANDARD | ATTLEBORO | MA | PRIMARY | 41.93 | -71.29
1005 | STANDARD | BARRE | MA | PRIMARY | 42.42 | -72.1
1223 | STANDARD | BECKET | MA | PRIMARY | 42.33 | -73.07
1007 | STANDARD | BELCHERTOWN | MA | PRIMARY | 42.27 | -72.4
1337 | STANDARD | BERNARDSTON | MA | PRIMARY | 42.66 | -72.55
1008 | STANDARD | BLANDFORD | MA | PRIMARY | 42.18 | -72.93
1009 | PO BOX | BONDSVILLE | MA | PRIMARY | 42.2 | -72.34
1010 | STANDARD | BRIMFIELD | MA | PRIMARY | 42.11 | -72.2
1338 | STANDARD | BUCKLAND | MA | PRIMARY | 42.6 | -72.78
1339 | STANDARD | CHARLEMONT | MA | PRIMARY | 42.63 | -72.88
1343 | STANDARD | DRURY | MA | PRIMARY | 42.68 | -72.98
1346 | STANDARD | HEATH | MA | PRIMARY | 42.66 | -72.83
2712 | PO BOX | CHARTLEY | MA | PRIMARY | 41.97 | -71.18
1225 | STANDARD | CHESHIRE | MA | PRIMARY | 42.55 | -73.15
1011 | STANDARD | CHESTER | MA | PRIMARY | 42.28 | -72.98
1012 | STANDARD | CHESTERFIELD | MA | PRIMARY | 42.4 | -72.85
1084 | STANDARD | WEST CHESTERFIELD | MA | PRIMARY | 42.41 | -72.87
1013 | STANDARD | CHICOPEE | MA | PRIMARY | 42.17 | -72.57
1014 | PO BOX | CHICOPEE | MA | PRIMARY | 42.17 | -72.57
1020 | STANDARD | CHICOPEE | MA | PRIMARY | 42.17 | -72.57
1021 | PO BOX | CHICOPEE | MA | PRIMARY | 42.17 | -72.57
1022 | STANDARD | CHICOPEE | MA | PRIMARY | 42.17 | -72.57
1340 | STANDARD | COLRAIN | MA | PRIMARY | 42.66 | -72.68
1341 | STANDARD | CONWAY | MA | PRIMARY | 42.51 | -72.68
1026 | STANDARD | CUMMINGTON | MA | PRIMARY | 42.46 | -72.9
2713 | PO BOX | CUTTYHUNK | MA | PRIMARY | 41.45 | -70.8
1226 | STANDARD | DALTON | MA | PRIMARY | 42.47 | -73.16
1227 | PO BOX | DALTON | MA | PRIMARY | 42.47 | -73.16
1342 | STANDARD | DEERFIELD | MA | PRIMARY | 42.55 | -72.6
2715 | STANDARD | DIGHTON | MA | PRIMARY | 41.81 | -71.11
2717 | STANDARD | EAST FREETOWN | MA | PRIMARY | 41.75 | -70.97
1027 | STANDARD | EASTHAMPTON | MA | PRIMARY | 42.26 | -72.68
1062 | STANDARD | FLORENCE | MA | PRIMARY | 42.32 | -72.67
1028 | STANDARD | EAST LONGMEADOW | MA | PRIMARY | 42.06 | -72.51
1106 | STANDARD | LONGMEADOW | MA | PRIMARY | 42.04 | -72.57
1116 | PO BOX | LONGMEADOW | MA | PRIMARY | 42.04 | -72.57
1029 | PO BOX | EAST OTIS | MA | PRIMARY | 42.17 | -73.03
1344 | STANDARD | ERVING | MA | PRIMARY | 42.6 | -72.4
2719 | STANDARD | FAIRHAVEN | MA | PRIMARY | 41.63 | -70.9
2720 | STANDARD | FALL RIVER | MA | PRIMARY | 41.71 | -71.1
2721 | STANDARD | FALL RIVER | MA | PRIMARY | 41.71 | -71.1
2722 | PO BOX | FALL RIVER | MA | PRIMARY | 41.71 | -71.1
2723 | STANDARD | FALL RIVER | MA | PRIMARY | 41.71 | -71.1
2724 | STANDARD | FALL RIVER | MA | PRIMARY | 41.71 | -71.1
2725 | STANDARD | SOMERSET | MA | PRIMARY | 41.73 | -71.15
2726 | STANDARD | SOMERSET | MA | PRIMARY | 41.73 | -71.15
1030 | STANDARD | FEEDING HILLS | MA | PRIMARY | 42.06 | -72.67
1031 | STANDARD | GILBERTVILLE | MA | PRIMARY | 42.35 | -72.21
1229 | PO BOX | GLENDALE | MA | PRIMARY | 42.3 | -73.32
1032 | STANDARD | GOSHEN | MA | PRIMARY | 42.43 | -72.8
1033 | STANDARD | GRANBY | MA | PRIMARY | 42.26 | -72.52
1034 | STANDARD | GRANVILLE | MA | PRIMARY | 42.06 | -72.86
1230 | STANDARD | GREAT BARRINGTON | MA | PRIMARY | 42.19 | -73.35
1301 | STANDARD | GREENFIELD | MA | PRIMARY | 42.58 | -72.59
1302 | PO BOX | GREENFIELD | MA | PRIMARY | 42.58 | -72.59
1035 | STANDARD | HADLEY | MA | PRIMARY | 42.35 | -72.58
1036 | STANDARD | HAMPDEN | MA | PRIMARY | 42.06 | -72.41
1037 | PO BOX | HARDWICK | MA | PRIMARY | 42.35 | -72.2
1038 | STANDARD | HATFIELD | MA | PRIMARY | 42.37 | -72.6
1088 | STANDARD | WEST HATFIELD | MA | PRIMARY | 42.39 | -72.64
1039 | STANDARD | HAYDENVILLE | MA | PRIMARY | 42.39 | -72.7
1235 | STANDARD | HINSDALE | MA | PRIMARY | 42.42 | -73.07
1040 | STANDARD | HOLYOKE | MA | PRIMARY | 42.21 | -72.64
1041 | PO BOX | HOLYOKE | MA | PRIMARY | 42.21 | -72.64
1236 | STANDARD | HOUSATONIC | MA | PRIMARY | 42.25 | -73.36
1050 | STANDARD | HUNTINGTON | MA | PRIMARY | 42.23 | -72.88
1347 | PO BOX | LAKE PLEASANT | MA | PRIMARY | 42.53 | -72.54
1224 | STANDARD | BERKSHIRE | MA | PRIMARY | 42.51 | -73.19
1237 | STANDARD | LANESBORO | MA | PRIMARY | 42.51 | -73.22
1238 | STANDARD | LEE | MA | PRIMARY | 42.3 | -73.25
1264 | PO BOX | TYRINGHAM | MA | PRIMARY | 42.24 | -73.19
1053 | STANDARD | LEEDS | MA | PRIMARY | 42.35 | -72.71
1240 | STANDARD | LENOX | MA | PRIMARY | 42.35 | -73.28
1242 | PO BOX | LENOX DALE | MA | PRIMARY | 42.36 | -73.27
1054 | STANDARD | LEVERETT | MA | PRIMARY | 42.45 | -72.5
1056 | STANDARD | LUDLOW | MA | PRIMARY | 42.16 | -72.48
2738 | STANDARD | MARION | MA | PRIMARY | 41.7 | -70.76
2739 | STANDARD | MATTAPOISETT | MA | PRIMARY | 41.66 | -70.8
1243 | PO BOX | MIDDLEFIELD | MA | PRIMARY | 42.35 | -73.01
1244 | PO BOX | MILL RIVER | MA | PRIMARY | 42.12 | -73.27
1057 | STANDARD | MONSON | MA | PRIMARY | 42.09 | -72.31
1351 | STANDARD | MONTAGUE | MA | PRIMARY | 42.53 | -72.53
1245 | STANDARD | MONTEREY | MA | PRIMARY | 42.18 | -73.21
2714 | PO BOX | DARTMOUTH | MA | PRIMARY | 41.56 | -71
2740 | STANDARD | NEW BEDFORD | MA | PRIMARY | 41.66 | -70.93
2741 | PO BOX | NEW BEDFORD | MA | PRIMARY | 41.66 | -70.93
2742 | PO BOX | NEW BEDFORD | MA | PRIMARY | 41.66 | -70.93
2743 | STANDARD | ACUSHNET | MA | PRIMARY | 41.68 | -70.9
2744 | STANDARD | NEW BEDFORD | MA | PRIMARY | 41.66 | -70.93
2745 | STANDARD | NEW BEDFORD | MA | PRIMARY | 41.66 | -70.93
2746 | STANDARD | NEW BEDFORD | MA | PRIMARY | 41.66 | -70.93
2747 | STANDARD | NORTH DARTMOUTH | MA | PRIMARY | 41.64 | -71
2748 | STANDARD | SOUTH DARTMOUTH | MA | PRIMARY | 41.55 | -70.98
1247 | STANDARD | NORTH ADAMS | MA | PRIMARY | 42.68 | -73.11
1060 | STANDARD | NORTHAMPTON | MA | PRIMARY | 42.32 | -72.67
1061 | PO BOX | NORTHAMPTON | MA | PRIMARY | 42.32 | -72.67
1063 | UNIQUE | NORTHAMPTON | MA | PRIMARY | 42.32 | -72.67
2760 | STANDARD | NORTH ATTLEBORO | MA | PRIMARY | 41.97 | -71.33
2761 | PO BOX | NORTH ATTLEBORO | MA | PRIMARY | 41.97 | -71.33
2762 | STANDARD | PLAINVILLE | MA | PRIMARY | 42 | -71.33
2763 | STANDARD | ATTLEBORO FALLS | MA | PRIMARY | 41.97 | -71.3
2764 | STANDARD | NORTH DIGHTON | MA | PRIMARY | 41.85 | -71.15
1360 | STANDARD | NORTHFIELD | MA | PRIMARY | 42.7 | -72.43
1066 | PO BOX | NORTH HATFIELD | MA | PRIMARY | 42.4 | -72.6
2766 | STANDARD | NORTON | MA | PRIMARY | 41.96 | -71.18
1068 | STANDARD | OAKHAM | MA | PRIMARY | 42.35 | -72.05
1355 | STANDARD | NEW SALEM | MA | PRIMARY | 42.5 | -72.33
1364 | STANDARD | ORANGE | MA | PRIMARY | 42.59 | -72.3
1378 | STANDARD | WARWICK | MA | PRIMARY | 42.68 | -72.33
1253 | STANDARD | OTIS | MA | PRIMARY | 42.19 | -73.07
1069 | STANDARD | PALMER | MA | PRIMARY | 42.16 | -72.32
1366 | STANDARD | PETERSHAM | MA | PRIMARY | 42.48 | -72.18
1201 | STANDARD | PITTSFIELD | MA | PRIMARY | 42.45 | -73.26
1202 | PO BOX | PITTSFIELD | MA | PRIMARY | 42.45 | -73.26
1203 | PO BOX | PITTSFIELD | MA | PRIMARY | 42.45 | -73.26
1070 | STANDARD | PLAINFIELD | MA | PRIMARY | 42.51 | -72.91
2767 | STANDARD | RAYNHAM | MA | PRIMARY | 41.93 | -71.04
2768 | PO BOX | RAYNHAM CENTER | MA | PRIMARY | 41.93 | -71.04
2769 | STANDARD | REHOBOTH | MA | PRIMARY | 41.83 | -71.26
1254 | STANDARD | RICHMOND | MA | PRIMARY | 42.37 | -73.36
2770 | STANDARD | ROCHESTER | MA | PRIMARY | 41.73 | -70.81
1350 | PO BOX | MONROE BRIDGE | MA | PRIMARY | 42.72 | -72.98
1367 | STANDARD | ROWE | MA | PRIMARY | 42.7 | -72.9
1071 | STANDARD | RUSSELL | MA | PRIMARY | 42.18 | -72.85
1097 | PO BOX | WORONOCO | MA | PRIMARY | 42.19 | -72.82
1255 | STANDARD | SANDISFIELD | MA | PRIMARY | 42.11 | -73.13
2771 | STANDARD | SEEKONK | MA | PRIMARY | 41.81 | -71.33
1257 | STANDARD | SHEFFIELD | MA | PRIMARY | 42.1 | -73.34
1370 | STANDARD | SHELBURNE FALLS | MA | PRIMARY | 42.6 | -72.74
1072 | STANDARD | SHUTESBURY | MA | PRIMARY | 42.45 | -72.4
1073 | STANDARD | SOUTHAMPTON | MA | PRIMARY | 42.23 | -72.73
1074 | PO BOX | SOUTH BARRE | MA | PRIMARY | 42.38 | -72.09
1373 | STANDARD | SOUTH DEERFIELD | MA | PRIMARY | 42.47 | -72.59
1252 | PO BOX | NORTH EGREMONT | MA | PRIMARY | 42.17 | -73.44
1258 | STANDARD | SOUTH EGREMONT | MA | PRIMARY | 42.16 | -73.41
1259 | STANDARD | SOUTHFIELD | MA | PRIMARY | 42.07 | -73.23
1075 | STANDARD | SOUTH HADLEY | MA | PRIMARY | 42.26 | -72.56
1260 | PO BOX | SOUTH LEE | MA | PRIMARY | 42.3 | -73.23
1077 | STANDARD | SOUTHWICK | MA | PRIMARY | 42.05 | -72.76
1101 | PO BOX | SPRINGFIELD | MA | PRIMARY | 42.11 | -72.53
1102 | PO BOX | SPRINGFIELD | MA | PRIMARY | 42.11 | -72.53
1103 | STANDARD | SPRINGFIELD | MA | PRIMARY | 42.11 | -72.53
1104 | STANDARD | SPRINGFIELD | MA | PRIMARY | 42.11 | -72.53
1105 | STANDARD | SPRINGFIELD | MA | PRIMARY | 42.11 | -72.53
1107 | STANDARD | SPRINGFIELD | MA | PRIMARY | 42.11 | -72.53
1108 | STANDARD | SPRINGFIELD | MA | PRIMARY | 42.11 | -72.53
1109 | STANDARD | SPRINGFIELD | MA | PRIMARY | 42.11 | -72.53
1111 | UNIQUE | SPRINGFIELD | MA | PRIMARY | 42.11 | -72.53
1115 | PO BOX | SPRINGFIELD | MA | PRIMARY | 42.11 | -72.53
1118 | STANDARD | SPRINGFIELD | MA | PRIMARY | 42.11 | -72.53
1119 | STANDARD | SPRINGFIELD | MA | PRIMARY | 42.11 | -72.53
1128 | STANDARD | SPRINGFIELD | MA | PRIMARY | 42.11 | -72.53
1129 | STANDARD | SPRINGFIELD | MA | PRIMARY | 42.11 | -72.53
1138 | PO BOX | SPRINGFIELD | MA | PRIMARY | 42.11 | -72.53
1139 | PO BOX | SPRINGFIELD | MA | PRIMARY | 42.11 | -72.53
1144 | STANDARD | SPRINGFIELD | MA | PRIMARY | 42.11 | -72.53
1151 | STANDARD | INDIAN ORCHARD | MA | PRIMARY | 42.15 | -72.51
1152 | STANDARD | SPRINGFIELD | MA | PRIMARY | 42.11 | -72.53
1199 | UNIQUE | SPRINGFIELD | MA | PRIMARY | 42.11 | -72.53
1262 | PO BOX | STOCKBRIDGE | MA | PRIMARY | 42.3 | -73.32
1263 | UNIQUE | STOCKBRIDGE | MA | PRIMARY | 42.3 | -73.32
1375 | STANDARD | SUNDERLAND | MA | PRIMARY | 42.46 | -72.58
2777 | STANDARD | SWANSEA | MA | PRIMARY | 41.75 | -71.18
2718 | STANDARD | EAST TAUNTON | MA | PRIMARY | 41.87 | -71.01
2779 | STANDARD | BERKLEY | MA | PRIMARY | 41.85 | -71.08
2780 | STANDARD | TAUNTON | MA | PRIMARY | 41.9 | -71.09
2783 | UNIQUE | TAUNTON | MA | PRIMARY | 41.9 | -71.09
1079 | PO BOX | THORNDIKE | MA | PRIMARY | 42.18 | -72.33
1080 | STANDARD | THREE RIVERS | MA | PRIMARY | 42.18 | -72.37
1349 | STANDARD | MILLERS FALLS | MA | PRIMARY | 42.59 | -72.55
1354 | STANDARD | GILL | MA | PRIMARY | 42.7 | -72.43
1376 | STANDARD | TURNERS FALLS | MA | PRIMARY | 42.59 | -72.55
1081 | STANDARD | WALES | MA | PRIMARY | 42.06 | -72.21
1082 | STANDARD | WARE | MA | PRIMARY | 42.25 | -72.24
1083 | PO BOX | WARREN | MA | PRIMARY | 42.21 | -72.19
1092 | PO BOX | WEST WARREN | MA | PRIMARY | 42.2 | -72.2
1379 | STANDARD | WENDELL | MA | PRIMARY | 42.55 | -72.4
1380 | STANDARD | WENDELL DEPOT | MA | PRIMARY | 42.58 | -72.37
1085 | STANDARD | WESTFIELD | MA | PRIMARY | 42.13 | -72.75
1086 | PO BOX | WESTFIELD | MA | PRIMARY | 42.13 | -72.75
2790 | STANDARD | WESTPORT | MA | PRIMARY | 41.66 | -71.1
2791 | PO BOX | WESTPORT POINT | MA | PRIMARY | 41.52 | -71.07
1089 | STANDARD | WEST SPRINGFIELD | MA | PRIMARY | 42.12 | -72.65
1090 | PO BOX | WEST SPRINGFIELD | MA | PRIMARY | 42.12 | -72.65
1266 | STANDARD | WEST STOCKBRIDGE | MA | PRIMARY | 42.31 | -73.39
1093 | PO BOX | WHATELY | MA | PRIMARY | 42.45 | -72.61
1094 | PO BOX | WHEELWRIGHT | MA | PRIMARY | 42.35 | -72.14
1095 | STANDARD | WILBRAHAM | MA | PRIMARY | 42.13 | -72.43
1096 | STANDARD | WILLIAMSBURG | MA | PRIMARY | 42.4 | -72.71
1267 | STANDARD | WILLIAMSTOWN | MA | PRIMARY | 42.7 | -73.2
1270 | STANDARD | WINDSOR | MA | PRIMARY | 42.51 | -73.04
1098 | STANDARD | WORTHINGTON | MA | PRIMARY | 42.41 | -72.93
6390 | PO BOX | FISHERS ISLAND | NY | PRIMARY | 41.27 | -71.99
2801 | PO BOX | ADAMSVILLE | RI | PRIMARY | 41.51 | -71.16
2802 | PO BOX | ALBION | RI | PRIMARY | 41.95 | -71.45
2804 | STANDARD | ASHAWAY | RI | PRIMARY | 41.42 | -71.78
2806 | STANDARD | BARRINGTON | RI | PRIMARY | 41.73 | -71.31
2807 | PO BOX | BLOCK ISLAND | RI | PRIMARY | 41.16 | -71.58
2808 | STANDARD | BRADFORD | RI | PRIMARY | 41.39 | -71.75
2809 | STANDARD | BRISTOL | RI | PRIMARY | 41.67 | -71.27
2872 | PO BOX | PRUDENCE ISLAND | RI | PRIMARY | 41.6 | -71.31
2812 | STANDARD | CAROLINA | RI | PRIMARY | 41.47 | -71.64
2813 | STANDARD | CHARLESTOWN | RI | PRIMARY | 41.38 | -71.65
2836 | STANDARD | KENYON | RI | PRIMARY | 41.48 | -71.68
2814 | STANDARD | CHEPACHET | RI | PRIMARY | 41.91 | -71.7
2815 | STANDARD | CLAYVILLE | RI | PRIMARY | 41.77 | -71.66
2816 | STANDARD | COVENTRY | RI | PRIMARY | 41.68 | -71.66
2817 | STANDARD | WEST GREENWICH | RI | PRIMARY | 41.63 | -71.65
2827 | STANDARD | GREENE | RI | PRIMARY | 41.69 | -71.74
2818 | STANDARD | EAST GREENWICH | RI | PRIMARY | 41.63 | -71.5
2822 | STANDARD | EXETER | RI | PRIMARY | 41.56 | -71.68
2823 | PO BOX | FISKEVILLE | RI | PRIMARY | 41.73 | -71.54
2824 | PO BOX | FORESTDALE | RI | PRIMARY | 41.97 | -71.55
2825 | STANDARD | FOSTER | RI | PRIMARY | 41.85 | -71.76
2826 | PO BOX | GLENDALE | RI | PRIMARY | 41.97 | -71.69
2828 | STANDARD | GREENVILLE | RI | PRIMARY | 41.87 | -71.55
2829 | PO BOX | HARMONY | RI | PRIMARY | 41.88 | -71.61
2830 | STANDARD | HARRISVILLE | RI | PRIMARY | 41.96 | -71.67
2858 | STANDARD | OAKLAND | RI | PRIMARY | 41.96 | -71.64
2831 | STANDARD | HOPE | RI | PRIMARY | 41.75 | -71.56
2832 | STANDARD | HOPE VALLEY | RI | PRIMARY | 41.51 | -71.72
2833 | STANDARD | HOPKINTON | RI | PRIMARY | 41.45 | -71.78
2835 | STANDARD | JAMESTOWN | RI | PRIMARY | 41.48 | -71.36
2837 | STANDARD | LITTLE COMPTON | RI | PRIMARY | 41.5 | -71.16
2838 | STANDARD | MANVILLE | RI | PRIMARY | 41.96 | -71.47
2839 | STANDARD | MAPLEVILLE | RI | PRIMARY | 41.97 | -71.69
2840 | STANDARD | NEWPORT | RI | PRIMARY | 41.47 | -71.3
2841 | STANDARD | NEWPORT | RI | PRIMARY | 41.52 | -71.3
2842 | STANDARD | MIDDLETOWN | RI | PRIMARY | 41.51 | -71.27
2852 | STANDARD | NORTH KINGSTOWN | RI | PRIMARY | 41.55 | -71.46
2857 | STANDARD | NORTH SCITUATE | RI | PRIMARY | 41.83 | -71.63
2859 | STANDARD | PASCOAG | RI | PRIMARY | 41.95 | -71.7
2860 | STANDARD | PAWTUCKET | RI | PRIMARY | 41.87 | -71.37
2861 | STANDARD | PAWTUCKET | RI | PRIMARY | 41.87 | -71.37
2862 | PO BOX | PAWTUCKET | RI | PRIMARY | 41.87 | -71.37
2863 | STANDARD | CENTRAL FALLS | RI | PRIMARY | 41.88 | -71.39
2864 | STANDARD | CUMBERLAND | RI | PRIMARY | 41.94 | -71.41
2865 | STANDARD | LINCOLN | RI | PRIMARY | 41.91 | -71.45
2871 | STANDARD | PORTSMOUTH | RI | PRIMARY | 41.6 | -71.25
2901 | PO BOX | PROVIDENCE | RI | PRIMARY | 41.82 | -71.41
2902 | UNIQUE | PROVIDENCE | RI | PRIMARY | 41.82 | -71.41
2903 | STANDARD | PROVIDENCE | RI | PRIMARY | 41.82 | -71.41
2904 | STANDARD | PROVIDENCE | RI | PRIMARY | 41.82 | -71.41
2905 | STANDARD | PROVIDENCE | RI | PRIMARY | 41.82 | -71.41
2906 | STANDARD | PROVIDENCE | RI | PRIMARY | 41.82 | -71.41
2907 | STANDARD | PROVIDENCE | RI | PRIMARY | 41.82 | -71.41
2908 | STANDARD | PROVIDENCE | RI | PRIMARY | 41.82 | -71.41
2909 | STANDARD | PROVIDENCE | RI | PRIMARY | 41.82 | -71.41
2910 | STANDARD | CRANSTON | RI | PRIMARY | 41.76 | -71.48
2911 | STANDARD | NORTH PROVIDENCE | RI | PRIMARY | 41.86 | -71.45
2912 | UNIQUE | PROVIDENCE | RI | PRIMARY | 41.82 | -71.41
2917 | STANDARD | SMITHFIELD | RI | PRIMARY | 41.9 | -71.53
2918 | UNIQUE | PROVIDENCE | RI | PRIMARY | 41.82 | -71.41
2920 | STANDARD | CRANSTON | RI | PRIMARY | 41.76 | -71.48
2921 | STANDARD | CRANSTON | RI | PRIMARY | 41.76 | -71.48
2940 | PO BOX | PROVIDENCE | RI | PRIMARY | 41.82 | -71.41
2873 | PO BOX | ROCKVILLE | RI | PRIMARY | 41.44 | -71.77
2874 | STANDARD | SAUNDERSTOWN | RI | PRIMARY | 41.51 | -71.44
2875 | STANDARD | SHANNOCK | RI | PRIMARY | 41.46 | -71.67
2876 | STANDARD | SLATERSVILLE | RI | PRIMARY | 41.97 | -71.55
2877 | STANDARD | SLOCUM | RI | PRIMARY | 41.52 | -71.54
2878 | STANDARD | TIVERTON | RI | PRIMARY | 41.65 | -71.2
2879 | STANDARD | WAKEFIELD | RI | PRIMARY | 41.45 | -71.51
2880 | PO BOX | WAKEFIELD | RI | PRIMARY | 41.45 | -71.51
2881 | STANDARD | KINGSTON | RI | PRIMARY | 41.47 | -71.52
2882 | STANDARD | NARRAGANSETT | RI | PRIMARY | 41.39 | -71.48
2883 | PO BOX | PEACE DALE | RI | PRIMARY | 41.45 | -71.5
2885 | STANDARD | WARREN | RI | PRIMARY | 41.71 | -71.26
2886 | STANDARD | WARWICK | RI | PRIMARY | 41.7 | -71.42
2887 | PO BOX | WARWICK | RI | PRIMARY | 41.7 | -71.42
2888 | STANDARD | WARWICK | RI | PRIMARY | 41.7 | -71.42
2889 | STANDARD | WARWICK | RI | PRIMARY | 41.7 | -71.42
2891 | STANDARD | WESTERLY | RI | PRIMARY | 41.37 | -71.81
2892 | STANDARD | WEST KINGSTON | RI | PRIMARY | 41.5 | -71.59
2893 | STANDARD | WEST WARWICK | RI | PRIMARY | 41.69 | -71.51
2894 | STANDARD | WOOD RIVER JUNCTION | RI | PRIMARY | 41.45 | -71.7
2895 | STANDARD | WOONSOCKET | RI | PRIMARY | 41.99 | -71.5
2896 | STANDARD | NORTH SMITHFIELD | RI | PRIMARY | 41.95 | -71.55
2898 | STANDARD | WYOMING | RI | PRIMARY | 41.52 | -71.67
2919 | STANDARD | JOHNSTON | RI | PRIMARY | 41.81 | -71.46
2914 | STANDARD | EAST PROVIDENCE | RI | PRIMARY | 41.8 | -71.35
2915 | STANDARD | RIVERSIDE | RI | PRIMARY | 41.77 | -71.35
2916 | STANDARD | RUMFORD | RI | PRIMARY | 41.84 | -71.35
7820 | PO BOX | ALLAMUCHY | NJ | PRIMARY | 40.91 | -74.83
7401 | STANDARD | ALLENDALE | NJ | PRIMARY | 41.03 | -74.13
7620 | PO BOX | ALPINE | NJ | PRIMARY | 40.95 | -73.92
7821 | STANDARD | ANDOVER | NJ | PRIMARY | 40.98 | -74.74
8801 | STANDARD | ANNANDALE | NJ | PRIMARY | 40.64 | -74.89
8802 | STANDARD | ASBURY | NJ | PRIMARY | 40.67 | -75.02
7822 | STANDARD | AUGUSTA | NJ | PRIMARY | 41.14 | -74.68
7001 | STANDARD | AVENEL | NJ | PRIMARY | 40.58 | -74.27
8803 | PO BOX | BAPTISTOWN | NJ | PRIMARY | 40.49 | -75
7920 | STANDARD | BASKING RIDGE | NJ | PRIMARY | 40.67 | -74.56
7939 | STANDARD | LYONS | NJ | PRIMARY | 40.66 | -74.55
7002 | STANDARD | BAYONNE | NJ | PRIMARY | 40.66 | -74.11
7921 | STANDARD | BEDMINSTER | NJ | PRIMARY | 40.65 | -74.67
7823 | STANDARD | BELVIDERE | NJ | PRIMARY | 40.82 | -75.07
7621 | STANDARD | BERGENFIELD | NJ | PRIMARY | 40.92 | -73.99
7922 | STANDARD | BERKELEY HEIGHTS | NJ | PRIMARY | 40.67 | -74.42
7924 | STANDARD | BERNARDSVILLE | NJ | PRIMARY | 40.73 | -74.59
7825 | STANDARD | BLAIRSTOWN | NJ | PRIMARY | 40.98 | -74.96
7003 | STANDARD | BLOOMFIELD | NJ | PRIMARY | 40.81 | -74.18
7403 | STANDARD | BLOOMINGDALE | NJ | PRIMARY | 41.02 | -74.33
8804 | STANDARD | BLOOMSBURY | NJ | PRIMARY | 40.65 | -75.08
7005 | STANDARD | BOONTON | NJ | PRIMARY | 40.9 | -74.4
8805 | STANDARD | BOUND BROOK | NJ | PRIMARY | 40.56 | -74.53
7826 | STANDARD | BRANCHVILLE | NJ | PRIMARY | 41.14 | -74.74
7827 | STANDARD | MONTAGUE | NJ | PRIMARY | 41.29 | -74.74
7890 | UNIQUE | BRANCHVILLE | NJ | PRIMARY | 41.14 | -74.74
8807 | STANDARD | BRIDGEWATER | NJ | PRIMARY | 40.59 | -74.62
8808 | PO BOX | BROADWAY | NJ | PRIMARY | 40.71 | -75.05
7926 | PO BOX | BROOKSIDE | NJ | PRIMARY | 40.76 | -74.6
7828 | STANDARD | BUDD LAKE | NJ | PRIMARY | 40.87 | -74.73
7405 | STANDARD | BUTLER | NJ | PRIMARY | 40.99 | -74.34
7829 | PO BOX | BUTTZVILLE | NJ | PRIMARY | 40.82 | -75.04
7004 | STANDARD | FAIRFIELD | NJ | PRIMARY | 40.88 | -74.3
7006 | STANDARD | CALDWELL | NJ | PRIMARY | 40.83 | -74.27
7007 | PO BOX | CALDWELL | NJ | PRIMARY | 40.83 | -74.27
7830 | STANDARD | CALIFON | NJ | PRIMARY | 40.71 | -74.83
7008 | STANDARD | CARTERET | NJ | PRIMARY | 40.58 | -74.22
7009 | STANDARD | CEDAR GROVE | NJ | PRIMARY | 40.85 | -74.22
7927 | STANDARD | CEDAR KNOLLS | NJ | PRIMARY | 40.82 | -74.45
7831 | PO BOX | CHANGEWATER | NJ | PRIMARY | 40.74 | -74.95
7928 | STANDARD | CHATHAM | NJ | PRIMARY | 40.74 | -74.38
7930 | STANDARD | CHESTER | NJ | PRIMARY | 40.78 | -74.69
7010 | STANDARD | CLIFFSIDE PARK | NJ | PRIMARY | 40.82 | -73.98
7011 | STANDARD | CLIFTON | NJ | PRIMARY | 40.86 | -74.15
7012 | STANDARD | CLIFTON | NJ | PRIMARY | 40.86 | -74.15
7013 | STANDARD | CLIFTON | NJ | PRIMARY | 40.86 | -74.15
7014 | STANDARD | CLIFTON | NJ | PRIMARY | 40.86 | -74.15
7015 | PO BOX | CLIFTON | NJ | PRIMARY | 40.86 | -74.15
8809 | STANDARD | CLINTON | NJ | PRIMARY | 40.63 | -74.91
7624 | STANDARD | CLOSTER | NJ | PRIMARY | 40.97 | -73.96
7832 | STANDARD | COLUMBIA | NJ | PRIMARY | 40.95 | -75.06
7016 | STANDARD | CRANFORD | NJ | PRIMARY | 40.65 | -74.3
7626 | STANDARD | CRESSKILL | NJ | PRIMARY | 40.93 | -73.95
8810 | STANDARD | DAYTON | NJ | PRIMARY | 40.38 | -74.51
7833 | PO BOX | DELAWARE | NJ | PRIMARY | 40.88 | -75.04
7627 | STANDARD | DEMAREST | NJ | PRIMARY | 40.95 | -73.95
7834 | STANDARD | DENVILLE | NJ | PRIMARY | 40.89 | -74.48
7801 | STANDARD | DOVER | NJ | PRIMARY | 40.88 | -74.55
7802 | PO BOX | DOVER | NJ | PRIMARY | 40.88 | -74.55
7803 | STANDARD | MINE HILL | NJ | PRIMARY | 40.87 | -74.6
7806 | STANDARD | PICATINNY ARSENAL | NJ | PRIMARY | 40.93 | -74.54
7869 | STANDARD | RANDOLPH | NJ | PRIMARY | 40.84 | -74.58
7628 | STANDARD | DUMONT | NJ | PRIMARY | 40.94 | -73.99
8812 | STANDARD | DUNELLEN | NJ | PRIMARY | 40.58 | -74.46
8816 | STANDARD | EAST BRUNSWICK | NJ | PRIMARY | 40.42 | -74.41
7936 | STANDARD | EAST HANOVER | NJ | PRIMARY | 40.81 | -74.36
7017 | STANDARD | EAST ORANGE | NJ | PRIMARY | 40.76 | -74.21
7018 | STANDARD | EAST ORANGE | NJ | PRIMARY | 40.76 | -74.21
7019 | PO BOX | EAST ORANGE | NJ | PRIMARY | 40.76 | -74.21
7020 | STANDARD | EDGEWATER | NJ | PRIMARY | 40.82 | -73.97
8817 | STANDARD | EDISON | NJ | PRIMARY | 40.52 | -74.36
8818 | PO BOX | EDISON | NJ | PRIMARY | 40.52 | -74.36
8820 | STANDARD | EDISON | NJ | PRIMARY | 40.52 | -74.36
8837 | STANDARD | EDISON | NJ | PRIMARY | 40.52 | -74.36
8899 | STANDARD | EDISON | NJ | PRIMARY | 40.52 | -74.36
7201 | STANDARD | ELIZABETH | NJ | PRIMARY | 40.66 | -74.19
7202 | STANDARD | ELIZABETH | NJ | PRIMARY | 40.66 | -74.19
7203 | STANDARD | ROSELLE | NJ | PRIMARY | 40.65 | -74.26
7204 | STANDARD | ROSELLE PARK | NJ | PRIMARY | 40.66 | -74.26
7205 | STANDARD | HILLSIDE | NJ | PRIMARY | 40.69 | -74.23
7206 | STANDARD | ELIZABETHPORT | NJ | PRIMARY | 40.66 | -74.19
7207 | PO BOX | ELIZABETH | NJ | PRIMARY | 40.66 | -74.19
7208 | STANDARD | ELIZABETH | NJ | PRIMARY | 40.66 | -74.19
7407 | STANDARD | ELMWOOD PARK | NJ | PRIMARY | 40.9 | -74.11
7630 | STANDARD | EMERSON | NJ | PRIMARY | 40.97 | -74.02
7631 | STANDARD | ENGLEWOOD | NJ | PRIMARY | 40.89 | -73.97
7632 | STANDARD | ENGLEWOOD CLIFFS | NJ | PRIMARY | 40.88 | -73.94
7021 | STANDARD | ESSEX FELLS | NJ | PRIMARY | 40.82 | -74.28
7410 | STANDARD | FAIR LAWN | NJ | PRIMARY | 40.93 | -74.11
7022 | STANDARD | FAIRVIEW | NJ | PRIMARY | 40.81 | -74
7023 | STANDARD | FANWOOD | NJ | PRIMARY | 40.64 | -74.38
7931 | STANDARD | FAR HILLS | NJ | PRIMARY | 40.69 | -74.62
8821 | PO BOX | FLAGTOWN | NJ | PRIMARY | 40.51 | -74.67
7836 | STANDARD | FLANDERS | NJ | PRIMARY | 40.84 | -74.7
8822 | STANDARD | FLEMINGTON | NJ | PRIMARY | 40.5 | -74.86
7932 | STANDARD | FLORHAM PARK | NJ | PRIMARY | 40.77 | -74.39
7024 | STANDARD | FORT LEE | NJ | PRIMARY | 40.85 | -73.97
7416 | STANDARD | FRANKLIN | NJ | PRIMARY | 41.11 | -74.58
7417 | STANDARD | FRANKLIN LAKES | NJ | PRIMARY | 41 | -74.2
8823 | STANDARD | FRANKLIN PARK | NJ | PRIMARY | 40.44 | -74.54
8825 | STANDARD | FRENCHTOWN | NJ | PRIMARY | 40.52 | -75.05
7026 | STANDARD | GARFIELD | NJ | PRIMARY | 40.87 | -74.1
7027 | STANDARD | GARWOOD | NJ | PRIMARY | 40.65 | -74.32
7933 | STANDARD | GILLETTE | NJ | PRIMARY | 40.7 | -74.47
7934 | STANDARD | GLADSTONE | NJ | PRIMARY | 40.72 | -74.67
7837 | PO BOX | GLASSER | NJ | PRIMARY | 40.98 | -74.63
8826 | STANDARD | GLEN GARDNER | NJ | PRIMARY | 40.69 | -74.94
7028 | STANDARD | GLEN RIDGE | NJ | PRIMARY | 40.8 | -74.2
7418 | STANDARD | GLENWOOD | NJ | PRIMARY | 41.24 | -74.48
7838 | STANDARD | GREAT MEADOWS | NJ | PRIMARY | 40.84 | -74.94
7839 | PO BOX | GREENDELL | NJ | PRIMARY | 40.97 | -74.81
7935 | STANDARD | GREEN VILLAGE | NJ | PRIMARY | 40.74 | -74.45
7601 | STANDARD | HACKENSACK | NJ | PRIMARY | 40.88 | -74.04
7602 | PO BOX | HACKENSACK | NJ | PRIMARY | 40.88 | -74.04
7603 | STANDARD | BOGOTA | NJ | PRIMARY | 40.87 | -74.02
7604 | STANDARD | HASBROUCK HEIGHTS | NJ | PRIMARY | 40.86 | -74.07
7605 | STANDARD | LEONIA | NJ | PRIMARY | 40.86 | -73.99
7606 | STANDARD | SOUTH HACKENSACK | NJ | PRIMARY | 40.86 | -74.04
7607 | STANDARD | MAYWOOD | NJ | PRIMARY | 40.9 | -74.06
7608 | STANDARD | TETERBORO | NJ | PRIMARY | 40.85 | -74.06
7699 | UNIQUE | TETERBORO | NJ | PRIMARY | 40.85 | -74.06
7840 | STANDARD | HACKETTSTOWN | NJ | PRIMARY | 40.85 | -74.82
7419 | STANDARD | HAMBURG | NJ | PRIMARY | 41.14 | -74.57
8827 | STANDARD | HAMPTON | NJ | PRIMARY | 40.7 | -74.96
7640 | STANDARD | HARRINGTON PARK | NJ | PRIMARY | 40.98 | -73.98
7029 | STANDARD | HARRISON | NJ | PRIMARY | 40.74 | -74.15
7420 | STANDARD | HASKELL | NJ | PRIMARY | 41.02 | -74.3
7641 | STANDARD | HAWORTH | NJ | PRIMARY | 40.96 | -73.99
8828 | STANDARD | HELMETTA | NJ | PRIMARY | 40.37 | -74.42
7421 | STANDARD | HEWITT | NJ | PRIMARY | 41.16 | -74.35
7842 | PO BOX | HIBERNIA | NJ | PRIMARY | 40.96 | -74.48
8829 | STANDARD | HIGH BRIDGE | NJ | PRIMARY | 40.66 | -74.89
7422 | STANDARD | HIGHLAND LAKES | NJ | PRIMARY | 41.17 | -74.44
8844 | STANDARD | HILLSBOROUGH | NJ | PRIMARY | 40.47 | -74.62
7642 | STANDARD | HILLSDALE | NJ | PRIMARY | 41 | -74.04
7676 | STANDARD | TOWNSHIP OF WASHINGTON | NJ | PRIMARY | 40.98 | -74.06
7030 | STANDARD | HOBOKEN | NJ | PRIMARY | 40.74 | -74.02
7423 | STANDARD | HO HO KUS | NJ | PRIMARY | 40.99 | -74.09
7843 | STANDARD | HOPATCONG | NJ | PRIMARY | 40.95 | -74.65
7844 | PO BOX | HOPE | NJ | PRIMARY | 40.91 | -74.96
7845 | PO BOX | IRONIA | NJ | PRIMARY | 40.85 | -74.57
8830 | STANDARD | ISELIN | NJ | PRIMARY | 40.57 | -74.31
8831 | STANDARD | MONROE TOWNSHIP | NJ | PRIMARY | 40.34 | -74.44
7097 | UNIQUE | JERSEY CITY | NJ | PRIMARY | 40.71 | -74.06
7302 | STANDARD | JERSEY CITY | NJ | PRIMARY | 40.71 | -74.06
7303 | PO BOX | JERSEY CITY | NJ | PRIMARY | 40.71 | -74.06
7304 | STANDARD | JERSEY CITY | NJ | PRIMARY | 40.71 | -74.06
7305 | STANDARD | JERSEY CITY | NJ | PRIMARY | 40.71 | -74.06
7306 | STANDARD | JERSEY CITY | NJ | PRIMARY | 40.71 | -74.06
7307 | STANDARD | JERSEY CITY | NJ | PRIMARY | 40.71 | -74.06
7308 | PO BOX | JERSEY CITY | NJ | PRIMARY | 40.71 | -74.06
7310 | STANDARD | JERSEY CITY | NJ | PRIMARY | 40.71 | -74.06
7311 | STANDARD | JERSEY CITY | NJ | PRIMARY | 40.71 | -74.06
7395 | UNIQUE | JERSEY CITY | NJ | PRIMARY | 40.72 | -74.08
7399 | UNIQUE | JERSEY CITY | NJ | PRIMARY | 40.71 | -74.06
7846 | PO BOX | JOHNSONBURG | NJ | PRIMARY | 40.96 | -74.88
7031 | STANDARD | NORTH ARLINGTON | NJ | PRIMARY | 40.79 | -74.12
7032 | STANDARD | KEARNY | NJ | PRIMARY | 40.75 | -74.11
7099 | UNIQUE | KEARNY | NJ | PRIMARY | 40.75 | -74.11
8832 | STANDARD | KEASBEY | NJ | PRIMARY | 40.51 | -74.31
8824 | STANDARD | KENDALL PARK | NJ | PRIMARY | 40.41 | -74.56
7033 | STANDARD | KENILWORTH | NJ | PRIMARY | 40.67 | -74.28
7847 | STANDARD | KENVIL | NJ | PRIMARY | 40.88 | -74.62
7848 | STANDARD | LAFAYETTE | NJ | PRIMARY | 41.09 | -74.68
7034 | STANDARD | LAKE HIAWATHA | NJ | PRIMARY | 40.88 | -74.38
7849 | STANDARD | LAKE HOPATCONG | NJ | PRIMARY | 40.96 | -74.61
7850 | STANDARD | LANDING | NJ | PRIMARY | 40.9 | -74.66
7851 | STANDARD | LAYTON | NJ | PRIMARY | 41.21 | -74.82
8833 | STANDARD | LEBANON | NJ | PRIMARY | 40.64 | -74.83
7852 | STANDARD | LEDGEWOOD | NJ | PRIMARY | 40.88 | -74.66
7938 | PO BOX | LIBERTY CORNER | NJ | PRIMARY | 40.68 | -74.56
7035 | STANDARD | LINCOLN PARK | NJ | PRIMARY | 40.92 | -74.3
7036 | STANDARD | LINDEN | NJ | PRIMARY | 40.62 | -74.23
7424 | STANDARD | LITTLE FALLS | NJ | PRIMARY | 40.87 | -74.21
7643 | STANDARD | LITTLE FERRY | NJ | PRIMARY | 40.84 | -74.03
8834 | PO BOX | LITTLE YORK | NJ | PRIMARY | 40.6 | -75.05
7039 | STANDARD | LIVINGSTON | NJ | PRIMARY | 40.78 | -74.32
7644 | STANDARD | LODI | NJ | PRIMARY | 40.87 | -74.08
7853 | STANDARD | LONG VALLEY | NJ | PRIMARY | 40.78 | -74.76
7428 | PO BOX | MC AFEE | NJ | PRIMARY | 41.2 | -74.55
7940 | STANDARD | MADISON | NJ | PRIMARY | 40.75 | -74.41
7430 | STANDARD | MAHWAH | NJ | PRIMARY | 41.08 | -74.18
7495 | STANDARD | MAHWAH | NJ | PRIMARY | 41.08 | -74.18
8835 | STANDARD | MANVILLE | NJ | PRIMARY | 40.54 | -74.58
7040 | STANDARD | MAPLEWOOD | NJ | PRIMARY | 40.73 | -74.27
8836 | STANDARD | MARTINSVILLE | NJ | PRIMARY | 40.6 | -74.56
7945 | STANDARD | MENDHAM | NJ | PRIMARY | 40.76 | -74.59
8840 | STANDARD | METUCHEN | NJ | PRIMARY | 40.54 | -74.36
8846 | STANDARD | MIDDLESEX | NJ | PRIMARY | 40.57 | -74.5
7855 | PO BOX | MIDDLEVILLE | NJ | PRIMARY | 41.06 | -74.89
7432 | STANDARD | MIDLAND PARK | NJ | PRIMARY | 40.99 | -74.14
8848 | STANDARD | MILFORD | NJ | PRIMARY | 40.56 | -75.09
7041 | STANDARD | MILLBURN | NJ | PRIMARY | 40.74 | -74.32
7946 | STANDARD | MILLINGTON | NJ | PRIMARY | 40.66 | -74.51
8850 | STANDARD | MILLTOWN | NJ | PRIMARY | 40.45 | -74.43
8852 | STANDARD | MONMOUTH JUNCTION | NJ | PRIMARY | 40.38 | -74.54
7042 | STANDARD | MONTCLAIR | NJ | PRIMARY | 40.82 | -74.21
7043 | STANDARD | MONTCLAIR | NJ | PRIMARY | 40.82 | -74.21
7044 | STANDARD | VERONA | NJ | PRIMARY | 40.83 | -74.24
7645 | STANDARD | MONTVALE | NJ | PRIMARY | 41.05 | -74.04
7045 | STANDARD | MONTVILLE | NJ | PRIMARY | 40.9 | -74.36
7950 | STANDARD | MORRIS PLAINS | NJ | PRIMARY | 40.83 | -74.48
7960 | STANDARD | MORRISTOWN | NJ | PRIMARY | 40.79 | -74.47
7961 | PO BOX | CONVENT STATION | NJ | PRIMARY | 40.79 | -74.47
7962 | PO BOX | MORRISTOWN | NJ | PRIMARY | 40.79 | -74.47
7963 | PO BOX | MORRISTOWN | NJ | PRIMARY | 40.79 | -74.47
7046 | STANDARD | MOUNTAIN LAKES | NJ | PRIMARY | 40.89 | -74.44
7856 | STANDARD | MOUNT ARLINGTON | NJ | PRIMARY | 40.91 | -74.64
7970 | PO BOX | MOUNT FREEDOM | NJ | PRIMARY | 40.84 | -74.48
8853 | STANDARD | NESHANIC STATION | NJ | PRIMARY | 40.49 | -74.73
7857 | STANDARD | NETCONG | NJ | PRIMARY | 40.89 | -74.7
7101 | PO BOX | NEWARK | NJ | PRIMARY | 40.72 | -74.17
7102 | STANDARD | NEWARK | NJ | PRIMARY | 40.72 | -74.17
7103 | STANDARD | NEWARK | NJ | PRIMARY | 40.72 | -74.17
7104 | STANDARD | NEWARK | NJ | PRIMARY | 40.72 | -74.17
7105 | STANDARD | NEWARK | NJ | PRIMARY | 40.72 | -74.17
7106 | STANDARD | NEWARK | NJ | PRIMARY | 40.72 | -74.17
7107 | STANDARD | NEWARK | NJ | PRIMARY | 40.72 | -74.17
7108 | STANDARD | NEWARK | NJ | PRIMARY | 40.72 | -74.17
7109 | STANDARD | BELLEVILLE | NJ | PRIMARY | 40.79 | -74.16
7110 | STANDARD | NUTLEY | NJ | PRIMARY | 40.81 | -74.15
7111 | STANDARD | IRVINGTON | NJ | PRIMARY | 40.72 | -74.23
7112 | STANDARD | NEWARK | NJ | PRIMARY | 40.72 | -74.17
7114 | STANDARD | NEWARK | NJ | PRIMARY | 40.72 | -74.17
7175 | UNIQUE | NEWARK | NJ | PRIMARY | 40.72 | -74.17
7184 | UNIQUE | NEWARK | NJ | PRIMARY | 40.72 | -74.17
7188 | UNIQUE | NEWARK | NJ | PRIMARY | 40.72 | -74.17
7189 | UNIQUE | NEWARK | NJ | PRIMARY | 40.72 | -74.17
7191 | UNIQUE | NEWARK | NJ | PRIMARY | 40.72 | -74.17
7192 | UNIQUE | NEWARK | NJ | PRIMARY | 40.72 | -74.17
7193 | UNIQUE | NEWARK | NJ | PRIMARY | 40.72 | -74.17
7195 | UNIQUE | NEWARK | NJ | PRIMARY | 40.72 | -74.17
7198 | UNIQUE | NEWARK | NJ | PRIMARY | 40.72 | -74.17
7199 | UNIQUE | NEWARK | NJ | PRIMARY | 40.72 | -74.17
8901 | STANDARD | NEW BRUNSWICK | NJ | PRIMARY | 40.48 | -74.44
8902 | STANDARD | NORTH BRUNSWICK | NJ | PRIMARY | 40.45 | -74.48
8903 | PO BOX | NEW BRUNSWICK | NJ | PRIMARY | 40.48 | -74.44
8904 | STANDARD | HIGHLAND PARK | NJ | PRIMARY | 40.5 | -74.42
8905 | UNIQUE | NEW BRUNSWICK | NJ | PRIMARY | 40.48 | -74.44
8906 | PO BOX | NEW BRUNSWICK | NJ | PRIMARY | 40.48 | -74.44
8933 | UNIQUE | NEW BRUNSWICK | NJ | PRIMARY | 40.48 | -74.44
8989 | UNIQUE | NEW BRUNSWICK | NJ | PRIMARY | 40.48 | -74.44
7435 | STANDARD | NEWFOUNDLAND | NJ | PRIMARY | 41.07 | -74.42
7646 | STANDARD | NEW MILFORD | NJ | PRIMARY | 40.93 | -74.01
7974 | STANDARD | NEW PROVIDENCE | NJ | PRIMARY | 40.7 | -74.4
7860 | STANDARD | NEWTON | NJ | PRIMARY | 41.05 | -74.75
7976 | STANDARD | NEW VERNON | NJ | PRIMARY | 40.73 | -74.48
7047 | STANDARD | NORTH BERGEN | NJ | PRIMARY | 40.79 | -74.02
7647 | STANDARD | NORTHVALE | NJ | PRIMARY | 41 | -73.95
7648 | STANDARD | NORWOOD | NJ | PRIMARY | 40.99 | -73.95
7436 | STANDARD | OAKLAND | NJ | PRIMARY | 41.03 | -74.24
7438 | STANDARD | OAK RIDGE | NJ | PRIMARY | 41.04 | -74.48
7439 | STANDARD | OGDENSBURG | NJ | PRIMARY | 41.07 | -74.59
8857 | STANDARD | OLD BRIDGE | NJ | PRIMARY | 40.39 | -74.33
8858 | PO BOX | OLDWICK | NJ | PRIMARY | 40.66 | -74.74
7649 | STANDARD | ORADELL | NJ | PRIMARY | 40.95 | -74.03
7050 | STANDARD | ORANGE | NJ | PRIMARY | 40.76 | -74.23
7051 | PO BOX | ORANGE | NJ | PRIMARY | 40.76 | -74.23
7052 | STANDARD | WEST ORANGE | NJ | PRIMARY | 40.79 | -74.26
7863 | STANDARD | OXFORD | NJ | PRIMARY | 40.81 | -74.99
7650 | STANDARD | PALISADES PARK | NJ | PRIMARY | 40.84 | -73.99
7652 | STANDARD | PARAMUS | NJ | PRIMARY | 40.94 | -74.07
7653 | PO BOX | PARAMUS | NJ | PRIMARY | 40.94 | -74.07
7656 | STANDARD | PARK RIDGE | NJ | PRIMARY | 41.03 | -74.04
8859 | STANDARD | PARLIN | NJ | PRIMARY | 40.45 | -74.3
7054 | STANDARD | PARSIPPANY | NJ | PRIMARY | 40.85 | -74.4
7055 | STANDARD | PASSAIC | NJ | PRIMARY | 40.85 | -74.12
7057 | STANDARD | WALLINGTON | NJ | PRIMARY | 40.85 | -74.1
7501 | STANDARD | PATERSON | NJ | PRIMARY | 40.91 | -74.16
7502 | STANDARD | PATERSON | NJ | PRIMARY | 40.91 | -74.16
7503 | STANDARD | PATERSON | NJ | PRIMARY | 40.91 | -74.16
7504 | STANDARD | PATERSON | NJ | PRIMARY | 40.91 | -74.16
7505 | STANDARD | PATERSON | NJ | PRIMARY | 40.91 | -74.16
7506 | STANDARD | HAWTHORNE | NJ | PRIMARY | 40.95 | -74.15
7507 | PO BOX | HAWTHORNE | NJ | PRIMARY | 40.95 | -74.15
7508 | STANDARD | HALEDON | NJ | PRIMARY | 40.93 | -74.18
7509 | PO BOX | PATERSON | NJ | PRIMARY | 40.91 | -74.16
7510 | STANDARD | PATERSON | NJ | PRIMARY | 40.91 | -74.16
7511 | PO BOX | TOTOWA | NJ | PRIMARY | 40.9 | -74.22
7512 | STANDARD | TOTOWA | NJ | PRIMARY | 40.9 | -74.22
7513 | STANDARD | PATERSON | NJ | PRIMARY | 40.91 | -74.16
7514 | STANDARD | PATERSON | NJ | PRIMARY | 40.91 | -74.16
7522 | STANDARD | PATERSON | NJ | PRIMARY | 40.91 | -74.16
7524 | STANDARD | PATERSON | NJ | PRIMARY | 40.91 | -74.16
7533 | PO BOX | PATERSON | NJ | PRIMARY | 40.91 | -74.16
7538 | PO BOX | HALEDON | NJ | PRIMARY | 40.93 | -74.18
7543 | PO BOX | PATERSON | NJ | PRIMARY | 40.91 | -74.16
7544 | PO BOX | PATERSON | NJ | PRIMARY | 40.91 | -74.16
7977 | PO BOX | PEAPACK | NJ | PRIMARY | 40.7 | -74.66
7440 | STANDARD | PEQUANNOCK | NJ | PRIMARY | 40.94 | -74.29
8861 | STANDARD | PERTH AMBOY | NJ | PRIMARY | 40.52 | -74.27
8862 | PO BOX | PERTH AMBOY | NJ | PRIMARY | 40.52 | -74.27
8863 | STANDARD | FORDS | NJ | PRIMARY | 40.54 | -74.31
8865 | STANDARD | PHILLIPSBURG | NJ | PRIMARY | 40.68 | -75.18
7058 | STANDARD | PINE BROOK | NJ | PRIMARY | 40.86 | -74.34
8854 | STANDARD | PISCATAWAY | NJ | PRIMARY | 40.51 | -74.45
8855 | PO BOX | PISCATAWAY | NJ | PRIMARY | 40.51 | -74.45
8867 | STANDARD | PITTSTOWN | NJ | PRIMARY | 40.57 | -74.96
7059 | STANDARD | WARREN | NJ | PRIMARY | 40.63 | -74.51
7060 | STANDARD | PLAINFIELD | NJ | PRIMARY | 40.63 | -74.4
7061 | PO BOX | PLAINFIELD | NJ | PRIMARY | 40.63 | -74.4
7062 | STANDARD | PLAINFIELD | NJ | PRIMARY | 40.63 | -74.4
7063 | STANDARD | PLAINFIELD | NJ | PRIMARY | 40.63 | -74.4
7069 | STANDARD | WATCHUNG | NJ | PRIMARY | 40.64 | -74.44
7978 | PO BOX | PLUCKEMIN | NJ | PRIMARY | 40.66 | -74.68
7442 | STANDARD | POMPTON LAKES | NJ | PRIMARY | 41 | -74.28
7444 | STANDARD | POMPTON PLAINS | NJ | PRIMARY | 40.96 | -74.3
7865 | STANDARD | PORT MURRAY | NJ | PRIMARY | 40.79 | -74.91
7064 | STANDARD | PORT READING | NJ | PRIMARY | 40.56 | -74.24
7979 | PO BOX | POTTERSVILLE | NJ | PRIMARY | 40.66 | -74.82
8868 | PO BOX | QUAKERTOWN | NJ | PRIMARY | 40.55 | -74.94
7065 | STANDARD | RAHWAY | NJ | PRIMARY | 40.6 | -74.28
7066 | STANDARD | CLARK | NJ | PRIMARY | 40.62 | -74.31
7067 | STANDARD | COLONIA | NJ | PRIMARY | 40.59 | -74.31
7446 | STANDARD | RAMSEY | NJ | PRIMARY | 41.05 | -74.14
8869 | STANDARD | RARITAN | NJ | PRIMARY | 40.57 | -74.64
8870 | PO BOX | READINGTON | NJ | PRIMARY | 40.57 | -74.73
7657 | STANDARD | RIDGEFIELD | NJ | PRIMARY | 40.83 | -74.01
7660 | STANDARD | RIDGEFIELD PARK | NJ | PRIMARY | 40.85 | -74.02
7450 | STANDARD | RIDGEWOOD | NJ | PRIMARY | 40.98 | -74.11
7451 | PO BOX | RIDGEWOOD | NJ | PRIMARY | 40.98 | -74.11
7452 | STANDARD | GLEN ROCK | NJ | PRIMARY | 40.95 | -74.12
7456 | STANDARD | RINGWOOD | NJ | PRIMARY | 41.11 | -74.27
7457 | STANDARD | RIVERDALE | NJ | PRIMARY | 40.99 | -74.3
7661 | STANDARD | RIVER EDGE | NJ | PRIMARY | 40.92 | -74.04
7662 | STANDARD | ROCHELLE PARK | NJ | PRIMARY | 40.9 | -74.07
7663 | STANDARD | SADDLE BROOK | NJ | PRIMARY | 40.9 | -74.09
7866 | STANDARD | ROCKAWAY | NJ | PRIMARY | 40.89 | -74.51
7068 | STANDARD | ROSELAND | NJ | PRIMARY | 40.82 | -74.3
7070 | STANDARD | RUTHERFORD | NJ | PRIMARY | 40.81 | -74.1
7071 | STANDARD | LYNDHURST | NJ | PRIMARY | 40.79 | -74.11
7072 | STANDARD | CARLSTADT | NJ | PRIMARY | 40.82 | -74.06
7073 | STANDARD | EAST RUTHERFORD | NJ | PRIMARY | 40.81 | -74.08
7074 | STANDARD | MOONACHIE | NJ | PRIMARY | 40.84 | -74.05
7075 | STANDARD | WOOD RIDGE | NJ | PRIMARY | 40.85 | -74.08
7458 | STANDARD | SADDLE RIVER | NJ | PRIMARY | 41.02 | -74.09
8871 | PO BOX | SAYREVILLE | NJ | PRIMARY | 40.46 | -74.32
8872 | STANDARD | SAYREVILLE | NJ | PRIMARY | 40.46 | -74.32
7870 | PO BOX | SCHOOLEYS MOUNTAIN | NJ | PRIMARY | 40.78 | -74.79
7076 | STANDARD | SCOTCH PLAINS | NJ | PRIMARY | 40.63 | -74.37
7094 | STANDARD | SECAUCUS | NJ | PRIMARY | 40.78 | -74.06
7096 | PO BOX | SECAUCUS | NJ | PRIMARY | 40.78 | -74.06
7077 | STANDARD | SEWAREN | NJ | PRIMARY | 40.55 | -74.26
7078 | STANDARD | SHORT HILLS | NJ | PRIMARY | 40.74 | -74.33
8873 | STANDARD | SOMERSET | NJ | PRIMARY | 40.49 | -74.48
8875 | PO BOX | SOMERSET | NJ | PRIMARY | 40.49 | -74.48
8890 | PO BOX | ZAREPHATH | NJ | PRIMARY | 40.53 | -74.56
8876 | STANDARD | SOMERVILLE | NJ | PRIMARY | 40.57 | -74.61
8879 | STANDARD | SOUTH AMBOY | NJ | PRIMARY | 40.47 | -74.29
8880 | STANDARD | SOUTH BOUND BROOK | NJ | PRIMARY | 40.55 | -74.52
7079 | STANDARD | SOUTH ORANGE | NJ | PRIMARY | 40.74 | -74.26
7080 | STANDARD | SOUTH PLAINFIELD | NJ | PRIMARY | 40.57 | -74.41
8882 | STANDARD | SOUTH RIVER | NJ | PRIMARY | 40.44 | -74.37
7871 | STANDARD | SPARTA | NJ | PRIMARY | 41.04 | -74.62
8884 | STANDARD | SPOTSWOOD | NJ | PRIMARY | 40.39 | -74.39
7081 | STANDARD | SPRINGFIELD | NJ | PRIMARY | 40.69 | -74.32
7874 | STANDARD | STANHOPE | NJ | PRIMARY | 40.91 | -74.7
8885 | PO BOX | STANTON | NJ | PRIMARY | 40.58 | -74.81
8886 | STANDARD | STEWARTSVILLE | NJ | PRIMARY | 40.69 | -75.1
7875 | PO BOX | STILLWATER | NJ | PRIMARY | 41.05 | -74.86
7980 | STANDARD | STIRLING | NJ | PRIMARY | 40.68 | -74.49
7460 | STANDARD | STOCKHOLM | NJ | PRIMARY | 41.1 | -74.53
7876 | STANDARD | SUCCASUNNA | NJ | PRIMARY | 40.85 | -74.65
7901 | STANDARD | SUMMIT | NJ | PRIMARY | 40.71 | -74.36
7902 | PO BOX | SUMMIT | NJ | PRIMARY | 40.71 | -74.36
7461 | STANDARD | SUSSEX | NJ | PRIMARY | 41.2 | -74.6
7877 | PO BOX | SWARTSWOOD | NJ | PRIMARY | 41.09 | -74.84
7878 | PO BOX | MOUNT TABOR | NJ | PRIMARY | 40.87 | -74.47
7666 | STANDARD | TEANECK | NJ | PRIMARY | 40.88 | -74.01
7670 | STANDARD | TENAFLY | NJ | PRIMARY | 40.91 | -73.95
8887 | STANDARD | THREE BRIDGES | NJ | PRIMARY | 40.52 | -74.8
7082 | STANDARD | TOWACO | NJ | PRIMARY | 40.93 | -74.34
7879 | PO BOX | TRANQUILITY | NJ | PRIMARY | 40.95 | -74.8
7083 | STANDARD | UNION | NJ | PRIMARY | 40.69 | -74.26
7086 | STANDARD | WEEHAWKEN | NJ | PRIMARY | 40.76 | -74.01
7087 | STANDARD | UNION CITY | NJ | PRIMARY | 40.76 | -74.03
7088 | STANDARD | VAUXHALL | NJ | PRIMARY | 40.71 | -74.28
7462 | STANDARD | VERNON | NJ | PRIMARY | 41.18 | -74.51
7880 | PO BOX | VIENNA | NJ | PRIMARY | 40.87 | -74.89
7463 | STANDARD | WALDWICK | NJ | PRIMARY | 41.01 | -74.12
7881 | STANDARD | WALLPACK CENTER | NJ | PRIMARY | 41.12 | -74.91
7465 | STANDARD | WANAQUE | NJ | PRIMARY | 41.04 | -74.29
7882 | STANDARD | WASHINGTON | NJ | PRIMARY | 40.75 | -74.98
7470 | STANDARD | WAYNE | NJ | PRIMARY | 40.94 | -74.24
7474 | PO BOX | WAYNE | NJ | PRIMARY | 40.94 | -74.24
7090 | STANDARD | WESTFIELD | NJ | PRIMARY | 40.65 | -74.34
7091 | PO BOX | WESTFIELD | NJ | PRIMARY | 40.65 | -74.34
7092 | STANDARD | MOUNTAINSIDE | NJ | PRIMARY | 40.68 | -74.36
7480 | STANDARD | WEST MILFORD | NJ | PRIMARY | 41.1 | -74.39
7093 | STANDARD | WEST NEW YORK | NJ | PRIMARY | 40.78 | -74
10035 | STANDARD | NEW YORK | NY | PRIMARY | 40.71 | -73.99
10036 | STANDARD | NEW YORK | NY | PRIMARY | 40.71 | -73.99
10037 | STANDARD | NEW YORK | NY | PRIMARY | 40.71 | -73.99
10038 | STANDARD | NEW YORK | NY | PRIMARY | 40.71 | -73.99
10039 | STANDARD | NEW YORK | NY | PRIMARY | 40.71 | -73.99
10040 | STANDARD | NEW YORK | NY | PRIMARY | 40.71 | -73.99
10041 | STANDARD | NEW YORK | NY | PRIMARY | 40.71 | -73.99
10043 | UNIQUE | NEW YORK | NY | PRIMARY | 40.71 | -73.99
10044 | STANDARD | NEW YORK | NY | PRIMARY | 40.71 | -73.99
10045 | STANDARD | NEW YORK | NY | PRIMARY | 40.71 | -73.99
10055 | STANDARD | NEW YORK | NY | PRIMARY | 40.71 | -73.99
10060 | STANDARD | NEW YORK | NY | PRIMARY | 40.71 | -73.99
10065 | STANDARD | NEW YORK | NY | PRIMARY | 40.76 | -73.96
10069 | STANDARD | NEW YORK | NY | PRIMARY | 40.71 | -73.99
10075 | STANDARD | NEW YORK | NY | PRIMARY | 40.77 | -73.95
10080 | UNIQUE | NEW YORK | NY | PRIMARY | 40.71 | -73.99
10081 | UNIQUE | NEW YORK | NY | PRIMARY | 40.71 | -73.99
10087 | UNIQUE | NEW YORK | NY | PRIMARY | 40.71 | -73.99
10090 | STANDARD | NEW YORK | NY | PRIMARY | 40.71 | -73.99
10095 | STANDARD | NEW YORK | NY | PRIMARY | 40.71 | -73.99
10101 | PO BOX | NEW YORK | NY | PRIMARY | 40.71 | -73.99
10102 | UNIQUE | NEW YORK | NY | PRIMARY | 40.71 | -73.99
10103 | STANDARD | NEW YORK | NY | PRIMARY | 40.71 | -73.99
10104 | STANDARD | NEW YORK | NY | PRIMARY | 40.71 | -73.99
10105 | STANDARD | NEW YORK | NY | PRIMARY | 40.71 | -73.99
10106 | STANDARD | NEW YORK | NY | PRIMARY | 40.71 | -73.99
10107 | STANDARD | NEW YORK | NY | PRIMARY | 40.71 | -73.99
10108 | PO BOX | NEW YORK | NY | PRIMARY | 40.71 | -73.99
10109 | UNIQUE | NEW YORK | NY | PRIMARY | 40.71 | -73.99
10110 | STANDARD | NEW YORK | NY | PRIMARY | 40.71 | -73.99
10111 | STANDARD | NEW YORK | NY | PRIMARY | 40.71 | -73.99
10112 | STANDARD | NEW YORK | NY | PRIMARY | 40.71 | -73.99
10113 | PO BOX | NEW YORK | NY | PRIMARY | 40.71 | -73.99
10114 | UNIQUE | NEW YORK | NY | PRIMARY | 40.71 | -73.99
10115 | STANDARD | NEW YORK | NY | PRIMARY | 40.71 | -73.99
10116 | PO BOX | NEW YORK | NY | PRIMARY | 40.71 | -73.99
10117 | UNIQUE | NEW YORK | NY | PRIMARY | 40.71 | -73.99
10118 | STANDARD | NEW YORK | NY | PRIMARY | 40.71 | -73.99
10119 | STANDARD | NEW YORK | NY | PRIMARY | 40.71 | -73.99
10120 | STANDARD | NEW YORK | NY | PRIMARY | 40.71 | -73.99
10121 | STANDARD | NEW YORK | NY | PRIMARY | 40.71 | -73.99
10122 | STANDARD | NEW YORK | NY | PRIMARY | 40.71 | -73.99
10123 | STANDARD | NEW YORK | NY | PRIMARY | 40.71 | -73.99
10124 | UNIQUE | NEW YORK | NY | PRIMARY | 40.71 | -73.99
10125 | UNIQUE | NEW YORK | NY | PRIMARY | 40.71 | -73.99
10126 | UNIQUE | NEW YORK | NY | PRIMARY | 40.71 | -73.99
10128 | STANDARD | NEW YORK | NY | PRIMARY | 40.71 | -73.99
10129 | PO BOX | NEW YORK | NY | PRIMARY | 40.71 | -73.99
10130 | UNIQUE | NEW YORK | NY | PRIMARY | 40.71 | -73.99
10131 | UNIQUE | NEW YORK | NY | PRIMARY | 40.71 | -73.99
10132 | UNIQUE | NEW YORK | NY | PRIMARY | 40.71 | -73.99
10133 | UNIQUE | NEW YORK | NY | PRIMARY | 40.71 | -73.99
10138 | UNIQUE | NEW YORK | NY | PRIMARY | 40.71 | -73.99
10150 | PO BOX | NEW YORK | NY | PRIMARY | 40.71 | -73.99
10151 | STANDARD | NEW YORK | NY | PRIMARY | 40.71 | -73.99
10152 | STANDARD | NEW YORK | NY | PRIMARY | 40.71 | -73.99
10153 | STANDARD | NEW YORK | NY | PRIMARY | 40.71 | -73.99
10154 | STANDARD | NEW YORK | NY | PRIMARY | 40.71 | -73.99
10155 | STANDARD | NEW YORK | NY | PRIMARY | 40.71 | -73.99
10156 | PO BOX | NEW YORK | NY | PRIMARY | 40.71 | -73.99
10157 | UNIQUE | NEW YORK | NY | PRIMARY | 40.71 | -73.99
10158 | STANDARD | NEW YORK | NY | PRIMARY | 40.71 | -73.99
10159 | PO BOX | NEW YORK | NY | PRIMARY | 40.71 | -73.99
10160 | UNIQUE | NEW YORK | NY | PRIMARY | 40.71 | -73.99
10161 | STANDARD | NEW YORK | NY | PRIMARY | 40.71 | -73.99
10162 | STANDARD | NEW YORK | NY | PRIMARY | 40.71 | -73.99
10163 | PO BOX | NEW YORK | NY | PRIMARY | 40.71 | -73.99
10164 | UNIQUE | NEW YORK | NY | PRIMARY | 40.71 | -73.99
10165 | STANDARD | NEW YORK | NY | PRIMARY | 40.71 | -73.99
10166 | STANDARD | NEW YORK | NY | PRIMARY | 40.71 | -73.99
10167 | STANDARD | NEW YORK | NY | PRIMARY | 40.71 | -73.99
10168 | STANDARD | NEW YORK | NY | PRIMARY | 40.71 | -73.99
10169 | STANDARD | NEW YORK | NY | PRIMARY | 40.71 | -73.99
10170 | STANDARD | NEW YORK | NY | PRIMARY | 40.71 | -73.99
10171 | STANDARD | NEW YORK | NY | PRIMARY | 40.71 | -73.99
10172 | STANDARD | NEW YORK | NY | PRIMARY | 40.71 | -73.99
10173 | STANDARD | NEW YORK | NY | PRIMARY | 40.71 | -73.99
10174 | STANDARD | NEW YORK | NY | PRIMARY | 40.71 | -73.99
10175 | STANDARD | NEW YORK | NY | PRIMARY | 40.71 | -73.99
10176 | STANDARD | NEW YORK | NY | PRIMARY | 40.71 | -73.99
10177 | STANDARD | NEW YORK | NY | PRIMARY | 40.71 | -73.99
10178 | STANDARD | NEW YORK | NY | PRIMARY | 40.71 | -73.99
10179 | UNIQUE | NEW YORK | NY | PRIMARY | 40.71 | -73.99
10185 | PO BOX | NEW YORK | NY | PRIMARY | 40.71 | -73.99
10199 | STANDARD | NEW YORK | NY | PRIMARY | 40.71 | -73.99
10203 | UNIQUE | NEW YORK | NY | PRIMARY | 40.71 | -73.99
10211 | UNIQUE | NEW YORK | NY | PRIMARY | 40.71 | -73.99
10212 | UNIQUE | NEW YORK | NY | PRIMARY | 40.71 | -73.99
10213 | UNIQUE | NEW YORK | NY | PRIMARY | 40.71 | -73.99
10242 | PO BOX | NEW YORK | NY | PRIMARY | 40.71 | -73.99
10249 | PO BOX | NEW YORK | NY | PRIMARY | 40.71 | -73.99
10256 | UNIQUE | NEW YORK | NY | PRIMARY | 40.71 | -73.99
10257 | UNIQUE | NEW YORK | NY | PRIMARY | 40.71 | -73.99
10258 | UNIQUE | NEW YORK | NY | PRIMARY | 40.71 | -73.99
10259 | UNIQUE | NEW YORK | NY | PRIMARY | 40.71 | -73.99
10260 | UNIQUE | NEW YORK | NY | PRIMARY | 40.71 | -73.99
10261 | UNIQUE | NEW YORK | NY | PRIMARY | 40.71 | -73.99
10265 | UNIQUE | NEW YORK | NY | PRIMARY | 40.71 | -73.99
10268 | PO BOX | NEW YORK | NY | PRIMARY | 40.71 | -73.99
10269 | UNIQUE | NEW YORK | NY | PRIMARY | 40.71 | -73.99
10270 | STANDARD | NEW YORK | NY | PRIMARY | 40.71 | -73.99
10271 | STANDARD | NEW YORK | NY | PRIMARY | 40.71 | -73.99
10272 | PO BOX | NEW YORK | NY | PRIMARY | 40.71 | -73.99
10273 | UNIQUE | NEW YORK | NY | PRIMARY | 40.71 | -73.99
10274 | PO BOX | NEW YORK | NY | PRIMARY | 40.71 | -73.99
10275 | UNIQUE | NEW YORK | NY | PRIMARY | 40.71 | -73.99
10276 | PO BOX | NEW YORK | NY | PRIMARY | 40.71 | -73.99
10277 | UNIQUE | NEW YORK | NY | PRIMARY | 40.71 | -73.99
10278 | STANDARD | NEW YORK | NY | PRIMARY | 40.71 | -73.99
10279 | STANDARD | NEW YORK | NY | PRIMARY | 40.71 | -73.99
10280 | STANDARD | NEW YORK | NY | PRIMARY | 40.71 | -73.99
10281 | STANDARD | NEW YORK | NY | PRIMARY | 40.71 | -73.99
10282 | STANDARD | NEW YORK | NY | PRIMARY | 40.71 | -73.99
10285 | UNIQUE | NEW YORK | NY | PRIMARY | 40.71 | -73.99
10286 | UNIQUE | NEW YORK | NY | PRIMARY | 40.71 | -73.99
10292 | UNIQUE | NEW YORK | NY | PRIMARY | 40.71 | -73.99
12404 | STANDARD | ACCORD | NY | PRIMARY | 41.8 | -74.23
12405 | STANDARD | ACRA | NY | PRIMARY | 42.33 | -74.09
10501 | STANDARD | AMAWALK | NY | PRIMARY | 41.29 | -73.76
12501 | STANDARD | AMENIA | NY | PRIMARY | 41.84 | -73.55
12502 | STANDARD | ANCRAM | NY | PRIMARY | 42.05 | -73.63
12503 | STANDARD | ANCRAMDALE | NY | PRIMARY | 42.03 | -73.57
10502 | STANDARD | ARDSLEY | NY | PRIMARY | 41.01 | -73.84
10503 | PO BOX | ARDSLEY ON HUDSON | NY | PRIMARY | 41.02 | -73.87
12406 | STANDARD | ARKVILLE | NY | PRIMARY | 42.14 | -74.62
10504 | STANDARD | ARMONK | NY | PRIMARY | 41.13 | -73.71
12407 | STANDARD | ASHLAND | NY | PRIMARY | 42.3 | -74.33
10505 | STANDARD | BALDWIN PLACE | NY | PRIMARY | 41.32 | -73.74
12506 | PO BOX | BANGALL | NY | PRIMARY | 41.87 | -73.69
12719 | STANDARD | BARRYVILLE | NY | PRIMARY | 41.47 | -74.91
12508 | STANDARD | BEACON | NY | PRIMARY | 41.5 | -73.96
10911 | STANDARD | BEAR MOUNTAIN | NY | PRIMARY | 41.3 | -73.99
12409 | STANDARD | BEARSVILLE | NY | PRIMARY | 42.01 | -74.17
10506 | STANDARD | BEDFORD | NY | PRIMARY | 41.19 | -73.64
10507 | STANDARD | BEDFORD HILLS | NY | PRIMARY | 41.22 | -73.69
10912 | PO BOX | BELLVALE | NY | PRIMARY | 41.25 | -74.34
12720 | STANDARD | BETHEL | NY | PRIMARY | 41.68 | -74.87
12410 | STANDARD | BIG INDIAN | NY | PRIMARY | 42.07 | -74.44
12510 | PO BOX | BILLINGS | NY | PRIMARY | 41.67 | -73.8
10913 | STANDARD | BLAUVELT | NY | PRIMARY | 41.06 | -73.95
12721 | STANDARD | BLOOMINGBURG | NY | PRIMARY | 41.55 | -74.44
10914 | PO BOX | BLOOMING GROVE | NY | PRIMARY | 41.35 | -74.19
12411 | STANDARD | BLOOMINGTON | NY | PRIMARY | 41.85 | -74.06
12412 | STANDARD | BOICEVILLE | NY | PRIMARY | 41.99 | -74.26
10509 | STANDARD | BREWSTER | NY | PRIMARY | 41.39 | -73.61
10510 | STANDARD | BRIARCLIFF MANOR | NY | PRIMARY | 41.13 | -73.84
10511 | STANDARD | BUCHANAN | NY | PRIMARY | 41.26 | -73.94
10915 | PO BOX | BULLVILLE | NY | PRIMARY | 41.58 | -74.29
12722 | PO BOX | BURLINGHAM | NY | PRIMARY | 41.59 | -74.38
12413 | STANDARD | CAIRO | NY | PRIMARY | 42.3 | -74
12470 | STANDARD | PURLING | NY | PRIMARY | 42.26 | -74
12723 | STANDARD | CALLICOON | NY | PRIMARY | 41.76 | -75.05
12724 | PO BOX | CALLICOON CENTER | NY | PRIMARY | 41.83 | -74.94
10916 | STANDARD | CAMPBELL HALL | NY | PRIMARY | 41.44 | -74.25
10512 | STANDARD | CARMEL | NY | PRIMARY | 41.41 | -73.68
12511 | PO BOX | CASTLE POINT | NY | PRIMARY | 41.53 | -73.89
12414 | STANDARD | CATSKILL | NY | PRIMARY | 42.21 | -73.86
10917 | STANDARD | CENTRAL VALLEY | NY | PRIMARY | 41.32 | -74.12
10514 | STANDARD | CHAPPAQUA | NY | PRIMARY | 41.17 | -73.77
12512 | PO BOX | CHELSEA | NY | PRIMARY | 41.59 | -73.89
10918 | STANDARD | CHESTER | NY | PRIMARY | 41.35 | -74.27
12416 | STANDARD | CHICHESTER | NY | PRIMARY | 42.08 | -74.26
10919 | STANDARD | CIRCLEVILLE | NY | PRIMARY | 41.52 | -74.38
12725 | STANDARD | CLARYVILLE | NY | PRIMARY | 41.91 | -74.57
12513 | STANDARD | CLAVERACK | NY | PRIMARY | 42.22 | -73.72
12514 | STANDARD | CLINTON CORNERS | NY | PRIMARY | 41.87 | -73.76
12515 | STANDARD | CLINTONDALE | NY | PRIMARY | 41.69 | -74.04
12726 | STANDARD | COCHECTON | NY | PRIMARY | 41.7 | -75.06
12727 | PO BOX | COCHECTON CENTER | NY | PRIMARY | 41.65 | -74.98
10516 | STANDARD | COLD SPRING | NY | PRIMARY | 41.41 | -73.95
10920 | STANDARD | CONGERS | NY | PRIMARY | 41.14 | -73.94
12417 | PO BOX | CONNELLY | NY | PRIMARY | 41.89 | -73.99
12516 | STANDARD | COPAKE | NY | PRIMARY | 42.1 | -73.55
12517 | STANDARD | COPAKE FALLS | NY | PRIMARY | 42.14 | -73.5
12518 | STANDARD | CORNWALL | NY | PRIMARY | 41.41 | -74.04
12520 | STANDARD | CORNWALL ON HUDSON | NY | PRIMARY | 41.43 | -74.01
12418 | STANDARD | CORNWALLVILLE | NY | PRIMARY | 42.36 | -74.17
12419 | STANDARD | COTTEKILL | NY | PRIMARY | 41.84 | -74.1
12420 | PO BOX | CRAGSMOOR | NY | PRIMARY | 41.68 | -74.41
12521 | STANDARD | CRARYVILLE | NY | PRIMARY | 42.16 | -73.65
10517 | PO BOX | CROMPOND | NY | PRIMARY | 41.26 | -73.89
10518 | STANDARD | CROSS RIVER | NY | PRIMARY | 41.26 | -73.59
10519 | PO BOX | CROTON FALLS | NY | PRIMARY | 41.3 | -73.71
10520 | STANDARD | CROTON ON HUDSON | NY | PRIMARY | 41.22 | -73.89
10521 | PO BOX | CROTON ON HUDSON | NY | PRIMARY | 41.22 | -73.89
12729 | STANDARD | CUDDEBACKVILLE | NY | PRIMARY | 41.47 | -74.63
12421 | STANDARD | DENVER | NY | PRIMARY | 42.21 | -74.56
10522 | STANDARD | DOBBS FERRY | NY | PRIMARY | 41.01 | -73.86
12522 | STANDARD | DOVER PLAINS | NY | PRIMARY | 41.74 | -73.58
12423 | STANDARD | EAST DURHAM | NY | PRIMARY | 42.38 | -74.11
12732 | STANDARD | ELDRED | NY | PRIMARY | 41.52 | -74.88
12523 | STANDARD | ELIZAVILLE | NY | PRIMARY | 42.04 | -73.79
12427 | STANDARD | ELKA PARK | NY | PRIMARY | 42.14 | -74.1
12428 | STANDARD | ELLENVILLE | NY | PRIMARY | 41.7 | -74.36
10523 | STANDARD | ELMSFORD | NY | PRIMARY | 41.05 | -73.81
12429 | PO BOX | ESOPUS | NY | PRIMARY | 41.8 | -73.96
12733 | STANDARD | FALLSBURG | NY | PRIMARY | 41.73 | -74.6
12734 | STANDARD | FERNDALE | NY | PRIMARY | 41.77 | -74.73
12524 | STANDARD | FISHKILL | NY | PRIMARY | 41.53 | -73.89
12430 | STANDARD | FLEISCHMANNS | NY | PRIMARY | 42.15 | -74.53
10921 | STANDARD | FLORIDA | NY | PRIMARY | 41.33 | -74.35
10922 | PO BOX | FORT MONTGOMERY | NY | PRIMARY | 41.33 | -73.98
12431 | STANDARD | FREEHOLD | NY | PRIMARY | 42.38 | -74.06
12736 | STANDARD | FREMONT CENTER | NY | PRIMARY | 41.84 | -75.04
12525 | STANDARD | GARDINER | NY | PRIMARY | 41.68 | -74.18
10923 | STANDARD | GARNERVILLE | NY | PRIMARY | 41.2 | -74
10524 | STANDARD | GARRISON | NY | PRIMARY | 41.37 | -73.92
12526 | STANDARD | GERMANTOWN | NY | PRIMARY | 42.11 | -73.85
12432 | PO BOX | GLASCO | NY | PRIMARY | 42.04 | -73.95
12433 | STANDARD | GLENFORD | NY | PRIMARY | 42 | -74.15
12527 | PO BOX | GLENHAM | NY | PRIMARY | 41.53 | -73.89
12737 | STANDARD | GLEN SPEY | NY | PRIMARY | 41.47 | -74.81
12738 | STANDARD | GLEN WILD | NY | PRIMARY | 41.65 | -74.58
10526 | STANDARD | GOLDENS BRIDGE | NY | PRIMARY | 41.29 | -73.64
10924 | STANDARD | GOSHEN | NY | PRIMARY | 41.4 | -74.32
12740 | STANDARD | GRAHAMSVILLE | NY | PRIMARY | 41.84 | -74.54
12434 | STANDARD | GRAND GORGE | NY | PRIMARY | 42.35 | -74.5
10527 | STANDARD | GRANITE SPRINGS | NY | PRIMARY | 41.3 | -73.75
12435 | STANDARD | GREENFIELD PARK | NY | PRIMARY | 41.72 | -74.52
10925 | STANDARD | GREENWOOD LAKE | NY | PRIMARY | 41.22 | -74.28
12436 | PO BOX | HAINES FALLS | NY | PRIMARY | 42.2 | -74.09
12438 | PO BOX | HALCOTTSVILLE | NY | PRIMARY | 42.2 | -74.6
12741 | STANDARD | HANKINS | NY | PRIMARY | 41.81 | -75.08
10926 | STANDARD | HARRIMAN | NY | PRIMARY | 41.3 | -74.14
12742 | STANDARD | HARRIS | NY | PRIMARY | 41.71 | -74.72
10528 | STANDARD | HARRISON | NY | PRIMARY | 41.02 | -73.72
10530 | STANDARD | HARTSDALE | NY | PRIMARY | 41.02 | -73.8
10927 | STANDARD | HAVERSTRAW | NY | PRIMARY | 41.18 | -73.95
10532 | STANDARD | HAWTHORNE | NY | PRIMARY | 41.1 | -73.79
12439 | STANDARD | HENSONVILLE | NY | PRIMARY | 42.25 | -74.22
12440 | STANDARD | HIGH FALLS | NY | PRIMARY | 41.8 | -74.13
12528 | STANDARD | HIGHLAND | NY | PRIMARY | 41.71 | -73.96
10928 | STANDARD | HIGHLAND FALLS | NY | PRIMARY | 41.36 | -73.96
12743 | STANDARD | HIGHLAND LAKE | NY | PRIMARY | 41.52 | -74.85
10930 | STANDARD | HIGHLAND MILLS | NY | PRIMARY | 41.35 | -74.12
12441 | PO BOX | HIGHMOUNT | NY | PRIMARY | 42.16 | -74.45
10931 | STANDARD | HILLBURN | NY | PRIMARY | 41.12 | -74.17
12529 | STANDARD | HILLSDALE | NY | PRIMARY | 42.2 | -73.54
12530 | PO BOX | HOLLOWVILLE | NY | PRIMARY | 42.2 | -73.67
12531 | STANDARD | HOLMES | NY | PRIMARY | 41.53 | -73.66
12533 | STANDARD | HOPEWELL JUNCTION | NY | PRIMARY | 41.58 | -73.8
12745 | STANDARD | HORTONVILLE | NY | PRIMARY | 41.76 | -75.03
10932 | PO BOX | HOWELLS | NY | PRIMARY | 41.5 | -74.38
12534 | STANDARD | HUDSON | NY | PRIMARY | 42.25 | -73.78
12537 | PO BOX | HUGHSONVILLE | NY | PRIMARY | 41.59 | -73.89
12746 | STANDARD | HUGUENOT | NY | PRIMARY | 41.41 | -74.63
12442 | STANDARD | HUNTER | NY | PRIMARY | 42.21 | -74.21
12443 | STANDARD | HURLEY | NY | PRIMARY | 41.91 | -74.05
12747 | STANDARD | HURLEYVILLE | NY | PRIMARY | 41.73 | -74.67
12538 | STANDARD | HYDE PARK | NY | PRIMARY | 41.78 | -73.93
10533 | STANDARD | IRVINGTON | NY | PRIMARY | 41.03 | -73.86
10535 | STANDARD | JEFFERSON VALLEY | NY | PRIMARY | 41.33 | -73.79
12748 | STANDARD | JEFFERSONVILLE | NY | PRIMARY | 41.78 | -74.93
12444 | STANDARD | JEWETT | NY | PRIMARY | 42.27 | -74.28
10933 | PO BOX | JOHNSON | NY | PRIMARY | 41.33 | -74.53
10536 | STANDARD | KATONAH | NY | PRIMARY | 41.26 | -73.68
12749 | PO BOX | KAUNEONGA LAKE | NY | PRIMARY | 41.69 | -74.82
12750 | STANDARD | KENOZA LAKE | NY | PRIMARY | 41.73 | -74.95
12446 | STANDARD | KERHONKSON | NY | PRIMARY | 41.77 | -74.29
12751 | STANDARD | KIAMESHA LAKE | NY | PRIMARY | 41.68 | -74.66
12401 | STANDARD | KINGSTON | NY | PRIMARY | 41.93 | -73.99
12402 | PO BOX | KINGSTON | NY | PRIMARY | 41.93 | -73.99
12540 | STANDARD | LAGRANGEVILLE | NY | PRIMARY | 41.67 | -73.73
12448 | STANDARD | LAKE HILL | NY | PRIMARY | 42.07 | -74.2
12752 | STANDARD | LAKE HUNTINGTON | NY | PRIMARY | 41.68 | -74.99
12449 | STANDARD | LAKE KATRINE | NY | PRIMARY | 41.98 | -73.99
10537 | STANDARD | LAKE PEEKSKILL | NY | PRIMARY | 41.33 | -73.88
12450 | STANDARD | LANESVILLE | NY | PRIMARY | 42.15 | -74.2
10538 | STANDARD | LARCHMONT | NY | PRIMARY | 40.92 | -73.75
12451 | STANDARD | LEEDS | NY | PRIMARY | 42.3 | -73.94
12452 | PO BOX | LEXINGTON | NY | PRIMARY | 42.2 | -74.36
12754 | STANDARD | LIBERTY | NY | PRIMARY | 41.8 | -74.74
10540 | PO BOX | LINCOLNDALE | NY | PRIMARY | 41.3 | -73.71
12541 | PO BOX | LIVINGSTON | NY | PRIMARY | 42.13 | -73.76
12758 | STANDARD | LIVINGSTON MANOR | NY | PRIMARY | 41.89 | -74.82
12759 | STANDARD | LOCH SHELDRAKE | NY | PRIMARY | 41.77 | -74.65
12760 | STANDARD | LONG EDDY | NY | PRIMARY | 41.85 | -75.13
10541 | STANDARD | MAHOPAC | NY | PRIMARY | 41.36 | -73.74
10542 | PO BOX | MAHOPAC FALLS | NY | PRIMARY | 41.36 | -73.73
12453 | PO BOX | MALDEN ON HUDSON | NY | PRIMARY | 42.1 | -73.93
10543 | STANDARD | MAMARONECK | NY | PRIMARY | 40.93 | -73.72
12454 | STANDARD | MAPLECREST | NY | PRIMARY | 42.29 | -74.15
12455 | STANDARD | MARGARETVILLE | NY | PRIMARY | 42.14 | -74.65
12542 | STANDARD | MARLBORO | NY | PRIMARY | 41.6 | -73.97
10545 | PO BOX | MARYKNOLL | NY | PRIMARY | 41.17 | -73.83
12543 | STANDARD | MAYBROOK | NY | PRIMARY | 41.48 | -74.21
12544 | PO BOX | MELLENVILLE | NY | PRIMARY | 42.26 | -73.68
10940 | STANDARD | MIDDLETOWN | NY | PRIMARY | 41.44 | -74.42
10941 | STANDARD | MIDDLETOWN | NY | PRIMARY | 41.44 | -74.42
12555 | PO BOX | NEWBURGH | NY | PRIMARY | 41.53 | -74.04
12545 | STANDARD | MILLBROOK | NY | PRIMARY | 41.78 | -73.69
12546 | STANDARD | MILLERTON | NY | PRIMARY | 41.95 | -73.51
10546 | STANDARD | MILLWOOD | NY | PRIMARY | 41.19 | -73.79
12547 | STANDARD | MILTON | NY | PRIMARY | 41.65 | -73.96
12548 | STANDARD | MODENA | NY | PRIMARY | 41.64 | -74.1
10547 | STANDARD | MOHEGAN LAKE | NY | PRIMARY | 41.31 | -73.84
12762 | STANDARD | MONGAUP VALLEY | NY | PRIMARY | 41.66 | -74.78
10949 | PO BOX | MONROE | NY | PRIMARY | 41.33 | -74.19
10950 | STANDARD | MONROE | NY | PRIMARY | 41.32 | -74.18
10952 | STANDARD | MONSEY | NY | PRIMARY | 41.11 | -74.06
12549 | STANDARD | MONTGOMERY | NY | PRIMARY | 41.52 | -74.23
12701 | STANDARD | MONTICELLO | NY | PRIMARY | 41.65 | -74.68
12777 | STANDARD | FORESTBURGH | NY | PRIMARY | 41.54 | -74.69
10548 | STANDARD | MONTROSE | NY | PRIMARY | 41.24 | -73.94
12763 | STANDARD | MOUNTAIN DALE | NY | PRIMARY | 41.68 | -74.53
10953 | PO BOX | MOUNTAINVILLE | NY | PRIMARY | 41.41 | -74.05
10549 | STANDARD | MOUNT KISCO | NY | PRIMARY | 41.2 | -73.73
12456 | STANDARD | MOUNT MARION | NY | PRIMARY | 42.03 | -74
12457 | STANDARD | MOUNT TREMPER | NY | PRIMARY | 42.04 | -74.23
10550 | STANDARD | MOUNT VERNON | NY | PRIMARY | 40.91 | -73.82
10551 | PO BOX | MOUNT VERNON | NY | PRIMARY | 40.91 | -73.82
10552 | STANDARD | MOUNT VERNON | NY | PRIMARY | 40.91 | -73.82
10553 | STANDARD | MOUNT VERNON | NY | PRIMARY | 40.91 | -73.82
10954 | STANDARD | NANUET | NY | PRIMARY | 41.09 | -74.01
12458 | STANDARD | NAPANOCH | NY | PRIMARY | 41.75 | -74.37
12764 | STANDARD | NARROWSBURG | NY | PRIMARY | 41.6 | -75.06
12765 | STANDARD | NEVERSINK | NY | PRIMARY | 41.84 | -74.61
12550 | STANDARD | NEWBURGH | NY | PRIMARY | 41.5 | -74.02
12551 | PO BOX | NEWBURGH | NY | PRIMARY | 41.5 | -74.02
12552 | PO BOX | NEWBURGH | NY | PRIMARY | 41.5 | -74.02
12553 | STANDARD | NEW WINDSOR | NY | PRIMARY | 41.47 | -74.02
10956 | STANDARD | NEW CITY | NY | PRIMARY | 41.15 | -73.99
10958 | STANDARD | NEW HAMPTON | NY | PRIMARY | 41.34 | -74.45
12459 | PO BOX | NEW KINGSTON | NY | PRIMARY | 42.21 | -74.68
10959 | PO BOX | NEW MILFORD | NY | PRIMARY | 41.26 | -74.36
12561 | STANDARD | NEW PALTZ | NY | PRIMARY | 41.74 | -74.08
10801 | STANDARD | NEW ROCHELLE | NY | PRIMARY | 40.92 | -73.77
10802 | PO BOX | NEW ROCHELLE | NY | PRIMARY | 40.92 | -73.77
10803 | STANDARD | PELHAM | NY | PRIMARY | 40.91 | -73.8
10804 | STANDARD | NEW ROCHELLE | NY | PRIMARY | 40.94 | -73.78
10805 | STANDARD | NEW ROCHELLE | NY | PRIMARY | 40.92 | -73.77
12766 | STANDARD | NORTH BRANCH | NY | PRIMARY | 41.8 | -74.99
10560 | STANDARD | NORTH SALEM | NY | PRIMARY | 41.33 | -73.59
10960 | STANDARD | NYACK | NY | PRIMARY | 41.09 | -73.91
12422 | STANDARD | DURHAM | NY | PRIMARY | 42.4 | -74.19
12460 | STANDARD | OAK HILL | NY | PRIMARY | 42.4 | -74.14
12767 | PO BOX | OBERNBURG | NY | PRIMARY | 41.84 | -75
12461 | STANDARD | OLIVEBRIDGE | NY | PRIMARY | 41.89 | -74.24
10962 | STANDARD | ORANGEBURG | NY | PRIMARY | 41.05 | -73.94
10562 | STANDARD | OSSINING | NY | PRIMARY | 41.15 | -73.87
10963 | STANDARD | OTISVILLE | NY | PRIMARY | 41.47 | -74.53
12463 | STANDARD | PALENVILLE | NY | PRIMARY | 42.17 | -74.01
10964 | STANDARD | PALISADES | NY | PRIMARY | 41 | -73.91
12768 | STANDARD | PARKSVILLE | NY | PRIMARY | 41.85 | -74.76
12563 | STANDARD | PATTERSON | NY | PRIMARY | 41.5 | -73.58
12564 | STANDARD | PAWLING | NY | PRIMARY | 41.56 | -73.59
10965 | STANDARD | PEARL RIVER | NY | PRIMARY | 41.06 | -74
10566 | STANDARD | PEEKSKILL | NY | PRIMARY | 41.28 | -73.92
10567 | STANDARD | CORTLANDT MANOR | NY | PRIMARY | 41.3 | -73.89
12769 | PO BOX | PHILLIPSPORT | NY | PRIMARY | 41.63 | -74.44
12565 | STANDARD | PHILMONT | NY | PRIMARY | 42.24 | -73.64
12464 | STANDARD | PHOENICIA | NY | PRIMARY | 42.08 | -74.31
10968 | STANDARD | PIERMONT | NY | PRIMARY | 41.03 | -73.91
12566 | STANDARD | PINE BUSH | NY | PRIMARY | 41.6 | -74.29
12465 | STANDARD | PINE HILL | NY | PRIMARY | 42.13 | -74.47
10969 | STANDARD | PINE ISLAND | NY | PRIMARY | 41.32 | -74.38
12567 | STANDARD | PINE PLAINS | NY | PRIMARY | 41.97 | -73.65
12568 | PO BOX | PLATTEKILL | NY | PRIMARY | 41.62 | -74.08
12569 | STANDARD | PLEASANT VALLEY | NY | PRIMARY | 41.74 | -73.82
10570 | STANDARD | PLEASANTVILLE | NY | PRIMARY | 41.13 | -73.78
10970 | STANDARD | POMONA | NY | PRIMARY | 41.18 | -74.05
12770 | STANDARD | POND EDDY | NY | PRIMARY | 41.44 | -74.82
10573 | STANDARD | PORT CHESTER | NY | PRIMARY | 41 | -73.66
12466 | STANDARD | PORT EWEN | NY | PRIMARY | 41.9 | -73.97
12771 | STANDARD | PORT JERVIS | NY | PRIMARY | 41.37 | -74.69
12785 | PO BOX | WESTBROOKVILLE | NY | PRIMARY | 41.5 | -74.55
12601 | STANDARD | POUGHKEEPSIE | NY | PRIMARY | 41.69 | -73.92
12602 | PO BOX | POUGHKEEPSIE | NY | PRIMARY | 41.69 | -73.92
12603 | STANDARD | POUGHKEEPSIE | NY | PRIMARY | 41.69 | -73.92
12604 | UNIQUE | POUGHKEEPSIE | NY | PRIMARY | 41.69 | -73.92
12570 | STANDARD | POUGHQUAG | NY | PRIMARY | 41.63 | -73.66
10576 | STANDARD | POUND RIDGE | NY | PRIMARY | 41.21 | -73.57
12468 | STANDARD | PRATTSVILLE | NY | PRIMARY | 42.31 | -74.43
12469 | STANDARD | PRESTON HOLLOW | NY | PRIMARY | 42.44 | -74.2
10577 | STANDARD | PURCHASE | NY | PRIMARY | 41.03 | -73.71
10578 | STANDARD | PURDYS | NY | PRIMARY | 41.31 | -73.65
10579 | STANDARD | PUTNAM VALLEY | NY | PRIMARY | 41.34 | -73.87
12504 | PO BOX | ANNANDALE ON HUDSON | NY | PRIMARY | 41.99 | -73.83
12507 | STANDARD | BARRYTOWN | NY | PRIMARY | 41.99 | -73.92
12571 | STANDARD | RED HOOK | NY | PRIMARY | 41.99 | -73.87
12572 | STANDARD | RHINEBECK | NY | PRIMARY | 41.92 | -73.9
12574 | PO BOX | RHINECLIFF | NY | PRIMARY | 41.92 | -73.9
12471 | PO BOX | RIFTON | NY | PRIMARY | 41.81 | -74.04
12775 | STANDARD | ROCK HILL | NY | PRIMARY | 41.62 | -74.59
12575 | STANDARD | ROCK TAVERN | NY | PRIMARY | 41.47 | -74.16
12776 | STANDARD | ROSCOE | NY | PRIMARY | 41.93 | -74.91
12472 | STANDARD | ROSENDALE | NY | PRIMARY | 41.84 | -74.06
12473 | STANDARD | ROUND TOP | NY | PRIMARY | 42.27 | -74.06
12474 | STANDARD | ROXBURY | NY | PRIMARY | 42.28 | -74.56
12475 | PO BOX | RUBY | NY | PRIMARY | 42 | -74.01
10580 | STANDARD | RYE | NY | PRIMARY | 40.98 | -73.69
12577 | STANDARD | SALISBURY MILLS | NY | PRIMARY | 41.44 | -74.12
12578 | STANDARD | SALT POINT | NY | PRIMARY | 41.8 | -73.8
12477 | STANDARD | SAUGERTIES | NY | PRIMARY | 42.07 | -73.94
10583 | STANDARD | SCARSDALE | NY | PRIMARY | 40.98 | -73.77
12480 | STANDARD | SHANDAKEN | NY | PRIMARY | 42.12 | -74.39
10587 | PO BOX | SHENOROCK | NY | PRIMARY | 41.3 | -73.71
12481 | STANDARD | SHOKAN | NY | PRIMARY | 41.97 | -74.2
10588 | STANDARD | SHRUB OAK | NY | PRIMARY | 41.32 | -73.82
10973 | STANDARD | SLATE HILL | NY | PRIMARY | 41.37 | -74.49
10974 | STANDARD | SLOATSBURG | NY | PRIMARY | 41.16 | -74.19
12778 | PO BOX | SMALLWOOD | NY | PRIMARY | 41.66 | -74.81
10589 | STANDARD | SOMERS | NY | PRIMARY | 41.33 | -73.69
12482 | STANDARD | SOUTH CAIRO | NY | PRIMARY | 42.27 | -73.96
12779 | STANDARD | SOUTH FALLSBURG | NY | PRIMARY | 41.71 | -74.63
10910 | PO BOX | ARDEN | NY | PRIMARY | 41.22 | -74.18
10975 | STANDARD | SOUTHFIELDS | NY | PRIMARY | 41.25 | -74.17
10590 | STANDARD | SOUTH SALEM | NY | PRIMARY | 41.25 | -73.54
10976 | STANDARD | SPARKILL | NY | PRIMARY | 41.02 | -73.9
12780 | STANDARD | SPARROW BUSH | NY | PRIMARY | 41.44 | -74.72
12483 | PO BOX | SPRING GLEN | NY | PRIMARY | 41.66 | -74.42
10977 | STANDARD | SPRING VALLEY | NY | PRIMARY | 41.11 | -74.04
12580 | STANDARD | STAATSBURG | NY | PRIMARY | 41.84 | -73.92
12581 | STANDARD | STANFORDVILLE | NY | PRIMARY | 41.86 | -73.71
10979 | PO BOX | STERLING FOREST | NY | PRIMARY | 41.25 | -74.34
12484 | STANDARD | STONE RIDGE | NY | PRIMARY | 41.86 | -74.17
10980 | STANDARD | STONY POINT | NY | PRIMARY | 41.22 | -73.99
12582 | STANDARD | STORMVILLE | NY | PRIMARY | 41.54 | -73.73
10901 | STANDARD | SUFFERN | NY | PRIMARY | 41.11 | -74.14
10981 | PO BOX | SUGAR LOAF | NY | PRIMARY | 41.32 | -74.27
12781 | PO BOX | SUMMITVILLE | NY | PRIMARY | 41.62 | -74.45
12783 | STANDARD | SWAN LAKE | NY | PRIMARY | 41.75 | -74.77
10982 | PO BOX | TALLMAN | NY | PRIMARY | 41.11 | -74.1
12424 | STANDARD | EAST JEWETT | NY | PRIMARY | 42.27 | -74.21
12485 | STANDARD | TANNERSVILLE | NY | PRIMARY | 42.19 | -74.13
10983 | STANDARD | TAPPAN | NY | PRIMARY | 41.02 | -73.95
10591 | STANDARD | TARRYTOWN | NY | PRIMARY | 41.06 | -73.86
10984 | STANDARD | THIELLS | NY | PRIMARY | 41.2 | -74.01
10985 | STANDARD | THOMPSON RIDGE | NY | PRIMARY | 41.58 | -74.36
12784 | PO BOX | THOMPSONVILLE | NY | PRIMARY | 41.66 | -74.62
10594 | STANDARD | THORNWOOD | NY | PRIMARY | 41.11 | -73.76
12486 | STANDARD | TILLSON | NY | PRIMARY | 41.83 | -74.06
12583 | STANDARD | TIVOLI | NY | PRIMARY | 42.05 | -73.91
10986 | STANDARD | TOMKINS COVE | NY | PRIMARY | 41.27 | -73.98
10987 | STANDARD | TUXEDO PARK | NY | PRIMARY | 41.2 | -74.2
12487 | STANDARD | ULSTER PARK | NY | PRIMARY | 41.86 | -73.99
10988 | PO BOX | UNIONVILLE | NY | PRIMARY | 41.3 | -74.56
12584 | PO BOX | VAILS GATE | NY | PRIMARY | 41.45 | -74.05
10595 | STANDARD | VALHALLA | NY | PRIMARY | 41.07 | -73.77
10989 | STANDARD | VALLEY COTTAGE | NY | PRIMARY | 41.11 | -73.94
12585 | STANDARD | VERBANK | NY | PRIMARY | 41.71 | -73.7
10596 | PO BOX | VERPLANCK | NY | PRIMARY | 41.26 | -73.89
10597 | STANDARD | WACCABUC | NY | PRIMARY | 41.29 | -73.6
12586 | STANDARD | WALDEN | NY | PRIMARY | 41.55 | -74.18
12588 | PO BOX | WALKER VALLEY | NY | PRIMARY | 41.62 | -74.37
12589 | STANDARD | WALLKILL | NY | PRIMARY | 41.6 | -74.16
12590 | STANDARD | WAPPINGERS FALLS | NY | PRIMARY | 41.59 | -73.91
10990 | STANDARD | WARWICK | NY | PRIMARY | 41.25 | -74.35
10992 | STANDARD | WASHINGTONVILLE | NY | PRIMARY | 41.42 | -74.15
12592 | STANDARD | WASSAIC | NY | PRIMARY | 41.78 | -73.54
12489 | PO BOX | WAWARSING | NY | PRIMARY | 41.73 | -74.37
12490 | PO BOX | WEST CAMP | NY | PRIMARY | 42.12 | -73.92
10993 | STANDARD | WEST HAVERSTRAW | NY | PRIMARY | 41.2 | -73.98
12491 | STANDARD | WEST HURLEY | NY | PRIMARY | 42 | -74.11
12492 | STANDARD | WEST KILL | NY | PRIMARY | 42.18 | -74.34
10994 | STANDARD | WEST NYACK | NY | PRIMARY | 41.09 | -73.96
12493 | PO BOX | WEST PARK | NY | PRIMARY | 41.78 | -73.96
10996 | STANDARD | WEST POINT | NY | PRIMARY | 41.36 | -74.02
10997 | PO BOX | WEST POINT | NY | PRIMARY | 41.36 | -74.02
12494 | STANDARD | WEST SHOKAN | NY | PRIMARY | 41.96 | -74.28
10998 | STANDARD | WESTTOWN | NY | PRIMARY | 41.32 | -74.54
12786 | STANDARD | WHITE LAKE | NY | PRIMARY | 41.67 | -74.82
10601 | STANDARD | WHITE PLAINS | NY | PRIMARY | 41.02 | -73.75
10602 | PO BOX | WHITE PLAINS | NY | PRIMARY | 41.02 | -73.75
10603 | STANDARD | WHITE PLAINS | NY | PRIMARY | 41.02 | -73.75
10604 | STANDARD | WEST HARRISON | NY | PRIMARY | 41.05 | -73.74
10605 | STANDARD | WHITE PLAINS | NY | PRIMARY | 41.02 | -73.75
10606 | STANDARD | WHITE PLAINS | NY | PRIMARY | 41.02 | -73.75
10607 | STANDARD | WHITE PLAINS | NY | PRIMARY | 41.02 | -73.75
10610 | PO BOX | WHITE PLAINS | NY | PRIMARY | 41.02 | -73.75
12787 | STANDARD | WHITE SULPHUR SPRINGS | NY | PRIMARY | 41.79 | -74.82
12495 | STANDARD | WILLOW | NY | PRIMARY | 42.09 | -74.2
12496 | STANDARD | WINDHAM | NY | PRIMARY | 42.3 | -74.25
12594 | STANDARD | WINGDALE | NY | PRIMARY | 41.64 | -73.56
12788 | STANDARD | WOODBOURNE | NY | PRIMARY | 41.75 | -74.59
12789 | STANDARD | WOODRIDGE | NY | PRIMARY | 41.71 | -74.57
12498 | STANDARD | WOODSTOCK | NY | PRIMARY | 42.03 | -74.11
12790 | STANDARD | WURTSBORO | NY | PRIMARY | 41.57 | -74.48
10701 | STANDARD | YONKERS | NY | PRIMARY | 40.94 | -73.86
10702 | STANDARD | YONKERS | NY | PRIMARY | 40.94 | -73.86
10703 | STANDARD | YONKERS | NY | PRIMARY | 40.94 | -73.86
10704 | STANDARD | YONKERS | NY | PRIMARY | 40.94 | -73.86
10705 | STANDARD | YONKERS | NY | PRIMARY | 40.94 | -73.86
10706 | STANDARD | HASTINGS ON HUDSON | NY | PRIMARY | 40.98 | -73.87
10707 | STANDARD | TUCKAHOE | NY | PRIMARY | 40.95 | -73.82
10708 | STANDARD | BRONXVILLE | NY | PRIMARY | 40.93 | -73.82
10709 | STANDARD | EASTCHESTER | NY | PRIMARY | 40.95 | -73.8
10710 | STANDARD | YONKERS | NY | PRIMARY | 40.94 | -73.86
10598 | STANDARD | YORKTOWN HEIGHTS | NY | PRIMARY | 41.27 | -73.78
12791 | STANDARD | YOUNGSVILLE | NY | PRIMARY | 41.8 | -74.88
12792 | STANDARD | YULAN | NY | PRIMARY | 41.52 | -74.93
11201 | STANDARD | BROOKLYN | NY | PRIMARY | 40.64 | -73.94
11202 | PO BOX | BROOKLYN | NY | PRIMARY | 40.64 | -73.94
11203 | STANDARD | BROOKLYN | NY | PRIMARY | 40.64 | -73.94
11204 | STANDARD | BROOKLYN | NY | PRIMARY | 40.64 | -73.94
11205 | STANDARD | BROOKLYN | NY | PRIMARY | 40.64 | -73.94
11206 | STANDARD | BROOKLYN | NY | PRIMARY | 40.64 | -73.94
11207 | STANDARD | BROOKLYN | NY | PRIMARY | 40.64 | -73.94
11208 | STANDARD | BROOKLYN | NY | PRIMARY | 40.64 | -73.94
11209 | STANDARD | BROOKLYN | NY | PRIMARY | 40.64 | -73.94
11210 | STANDARD | BROOKLYN | NY | PRIMARY | 40.64 | -73.94
11211 | STANDARD | BROOKLYN | NY | PRIMARY | 40.64 | -73.94
11212 | STANDARD | BROOKLYN | NY | PRIMARY | 40.64 | -73.94
11213 | STANDARD | BROOKLYN | NY | PRIMARY | 40.64 | -73.94
11214 | STANDARD | BROOKLYN | NY | PRIMARY | 40.64 | -73.94
11215 | STANDARD | BROOKLYN | NY | PRIMARY | 40.64 | -73.94
11216 | STANDARD | BROOKLYN | NY | PRIMARY | 40.64 | -73.94
11217 | STANDARD | BROOKLYN | NY | PRIMARY | 40.64 | -73.94
11218 | STANDARD | BROOKLYN | NY | PRIMARY | 40.64 | -73.94
11219 | STANDARD | BROOKLYN | NY | PRIMARY | 40.64 | -73.94
11220 | STANDARD | BROOKLYN | NY | PRIMARY | 40.64 | -73.94
11221 | STANDARD | BROOKLYN | NY | PRIMARY | 40.64 | -73.94
11222 | STANDARD | BROOKLYN | NY | PRIMARY | 40.64 | -73.94
11223 | STANDARD | BROOKLYN | NY | PRIMARY | 40.64 | -73.94
11224 | STANDARD | BROOKLYN | NY | PRIMARY | 40.64 | -73.94
11225 | STANDARD | BROOKLYN | NY | PRIMARY | 40.64 | -73.94
11226 | STANDARD | BROOKLYN | NY | PRIMARY | 40.64 | -73.94
11228 | STANDARD | BROOKLYN | NY | PRIMARY | 40.64 | -73.94
11229 | STANDARD | BROOKLYN | NY | PRIMARY | 40.64 | -73.94
11230 | STANDARD | BROOKLYN | NY | PRIMARY | 40.64 | -73.94
11231 | STANDARD | BROOKLYN | NY | PRIMARY | 40.64 | -73.94
11232 | STANDARD | BROOKLYN | NY | PRIMARY | 40.64 | -73.94
11233 | STANDARD | BROOKLYN | NY | PRIMARY | 40.64 | -73.94
11234 | STANDARD | BROOKLYN | NY | PRIMARY | 40.64 | -73.94
11235 | STANDARD | BROOKLYN | NY | PRIMARY | 40.64 | -73.94
11236 | STANDARD | BROOKLYN | NY | PRIMARY | 40.64 | -73.94
11237 | STANDARD | BROOKLYN | NY | PRIMARY | 40.64 | -73.94
11238 | STANDARD | BROOKLYN | NY | PRIMARY | 40.64 | -73.94
11239 | STANDARD | BROOKLYN | NY | PRIMARY | 40.64 | -73.94
11241 | STANDARD | BROOKLYN | NY | PRIMARY | 40.64 | -73.94
11242 | STANDARD | BROOKLYN | NY | PRIMARY | 40.64 | -73.94
11243 | STANDARD | BROOKLYN | NY | PRIMARY | 40.64 | -73.94
11245 | UNIQUE | BROOKLYN | NY | PRIMARY | 40.64 | -73.94
11247 | PO BOX | BROOKLYN | NY | PRIMARY | 40.64 | -73.94
11249 | STANDARD | BROOKLYN | NY | PRIMARY | 40.64 | -73.94
11251 | UNIQUE | BROOKLYN | NY | PRIMARY | 40.64 | -73.94
11252 | STANDARD | BROOKLYN | NY | PRIMARY | 40.64 | -73.94
11256 | STANDARD | BROOKLYN | NY | PRIMARY | 40.64 | -73.94
11096 | STANDARD | INWOOD | NY | PRIMARY | 40.62 | -73.75
11690 | PO BOX | FAR ROCKAWAY | NY | PRIMARY | 40.59 | -73.81
11691 | STANDARD | FAR ROCKAWAY | NY | PRIMARY | 40.59 | -73.81
11692 | STANDARD | ARVERNE | NY | PRIMARY | 40.59 | -73.79
11693 | STANDARD | FAR ROCKAWAY | NY | PRIMARY | 40.59 | -73.81
11694 | STANDARD | ROCKAWAY PARK | NY | PRIMARY | 40.57 | -73.85
11695 | PO BOX | FAR ROCKAWAY | NY | PRIMARY | 40.59 | -73.81
11697 | STANDARD | BREEZY POINT | NY | PRIMARY | 40.56 | -73.91
11001 | STANDARD | FLORAL PARK | NY | PRIMARY | 40.72 | -73.7
11002 | PO BOX | FLORAL PARK | NY | PRIMARY | 40.72 | -73.7
11003 | STANDARD | ELMONT | NY | PRIMARY | 40.7 | -73.7
11004 | STANDARD | GLEN OAKS | NY | PRIMARY | 40.74 | -73.71
11005 | STANDARD | FLORAL PARK | NY | PRIMARY | 40.72 | -73.7
11351 | STANDARD | FLUSHING | NY | PRIMARY | 40.77 | -73.84
11352 | PO BOX | FLUSHING | NY | PRIMARY | 40.77 | -73.84
11354 | STANDARD | FLUSHING | NY | PRIMARY | 40.77 | -73.84
11355 | STANDARD | FLUSHING | NY | PRIMARY | 40.77 | -73.84
11356 | STANDARD | COLLEGE POINT | NY | PRIMARY | 40.78 | -73.84
11357 | STANDARD | WHITESTONE | NY | PRIMARY | 40.79 | -73.81
11358 | STANDARD | FLUSHING | NY | PRIMARY | 40.77 | -73.84
11359 | STANDARD | BAYSIDE | NY | PRIMARY | 40.79 | -73.77
11360 | STANDARD | BAYSIDE | NY | PRIMARY | 40.78 | -73.78
11361 | STANDARD | BAYSIDE | NY | PRIMARY | 40.76 | -73.77
11362 | STANDARD | LITTLE NECK | NY | PRIMARY | 40.76 | -73.74
11363 | STANDARD | LITTLE NECK | NY | PRIMARY | 40.76 | -73.74
11364 | STANDARD | OAKLAND GARDENS | NY | PRIMARY | 40.74 | -73.75
11365 | STANDARD | FRESH MEADOWS | NY | PRIMARY | 40.73 | -73.79
11366 | STANDARD | FRESH MEADOWS | NY | PRIMARY | 40.73 | -73.79
11367 | STANDARD | FLUSHING | NY | PRIMARY | 40.77 | -73.84
11368 | STANDARD | CORONA | NY | PRIMARY | 40.74 | -73.85
11369 | STANDARD | EAST ELMHURST | NY | PRIMARY | 40.76 | -73.88
11370 | STANDARD | EAST ELMHURST | NY | PRIMARY | 40.76 | -73.88
11371 | STANDARD | FLUSHING | NY | PRIMARY | 40.77 | -73.84
11372 | STANDARD | JACKSON HEIGHTS | NY | PRIMARY | 40.75 | -73.88
11373 | STANDARD | ELMHURST | NY | PRIMARY | 40.72 | -73.87
11374 | STANDARD | REGO PARK | NY | PRIMARY | 40.72 | -73.86
11375 | STANDARD | FOREST HILLS | NY | PRIMARY | 40.72 | -73.84
11377 | STANDARD | WOODSIDE | NY | PRIMARY | 40.74 | -73.9
11378 | STANDARD | MASPETH | NY | PRIMARY | 40.72 | -73.9
11379 | STANDARD | MIDDLE VILLAGE | NY | PRIMARY | 40.71 | -73.88
11380 | PO BOX | ELMHURST | NY | PRIMARY | 40.72 | -73.87
11381 | UNIQUE | FLUSHING | NY | PRIMARY | 40.77 | -73.84
11385 | STANDARD | RIDGEWOOD | NY | PRIMARY | 40.7 | -73.89
11386 | PO BOX | RIDGEWOOD | NY | PRIMARY | 40.7 | -73.89
11390 | UNIQUE | FLUSHING | NY | PRIMARY | 40.77 | -73.84
11010 | STANDARD | FRANKLIN SQUARE | NY | PRIMARY | 40.7 | -73.67
11020 | STANDARD | GREAT NECK | NY | PRIMARY | 40.8 | -73.73
11021 | STANDARD | GREAT NECK | NY | PRIMARY | 40.8 | -73.73
11022 | PO BOX | GREAT NECK | NY | PRIMARY | 40.8 | -73.73
11023 | STANDARD | GREAT NECK | NY | PRIMARY | 40.8 | -73.73
11024 | STANDARD | GREAT NECK | NY | PRIMARY | 40.8 | -73.73
11026 | PO BOX | GREAT NECK | NY | PRIMARY | 40.8 | -73.73
11027 | PO BOX | GREAT NECK | NY | PRIMARY | 40.8 | -73.73
11405 | UNIQUE | JAMAICA | NY | PRIMARY | 40.68 | -73.78
11411 | STANDARD | CAMBRIA HEIGHTS | NY | PRIMARY | 40.69 | -73.73
11412 | STANDARD | SAINT ALBANS | NY | PRIMARY | 40.69 | -73.75
11413 | STANDARD | SPRINGFIELD GARDENS | NY | PRIMARY | 40.66 | -73.75
11414 | STANDARD | HOWARD BEACH | NY | PRIMARY | 40.66 | -73.84
11415 | STANDARD | KEW GARDENS | NY | PRIMARY | 40.7 | -73.82
11416 | STANDARD | OZONE PARK | NY | PRIMARY | 40.69 | -73.85
11417 | STANDARD | OZONE PARK | NY | PRIMARY | 40.69 | -73.85
11418 | STANDARD | RICHMOND HILL | NY | PRIMARY | 40.69 | -73.83
11419 | STANDARD | SOUTH RICHMOND HILL | NY | PRIMARY | 40.68 | -73.82
11420 | STANDARD | SOUTH OZONE PARK | NY | PRIMARY | 40.67 | -73.81
11421 | STANDARD | WOODHAVEN | NY | PRIMARY | 40.69 | -73.85
11422 | STANDARD | ROSEDALE | NY | PRIMARY | 40.66 | -73.73
11423 | STANDARD | HOLLIS | NY | PRIMARY | 40.71 | -73.76
11424 | PO BOX | JAMAICA | NY | PRIMARY | 40.68 | -73.78
11425 | UNIQUE | JAMAICA | NY | PRIMARY | 40.68 | -73.78
11426 | STANDARD | BELLEROSE | NY | PRIMARY | 40.72 | -73.71
11427 | STANDARD | QUEENS VILLAGE | NY | PRIMARY | 40.72 | -73.74
11428 | STANDARD | QUEENS VILLAGE | NY | PRIMARY | 40.72 | -73.74
11429 | STANDARD | QUEENS VILLAGE | NY | PRIMARY | 40.72 | -73.74
11430 | STANDARD | JAMAICA | NY | PRIMARY | 40.68 | -73.78
11431 | PO BOX | JAMAICA | NY | PRIMARY | 40.68 | -73.78
11432 | STANDARD | JAMAICA | NY | PRIMARY | 40.68 | -73.78
11433 | STANDARD | JAMAICA | NY | PRIMARY | 40.68 | -73.78
11434 | STANDARD | JAMAICA | NY | PRIMARY | 40.68 | -73.78
11435 | STANDARD | JAMAICA | NY | PRIMARY | 40.68 | -73.78
11436 | STANDARD | JAMAICA | NY | PRIMARY | 40.68 | -73.78
11439 | UNIQUE | JAMAICA | NY | PRIMARY | 40.68 | -73.78
11451 | UNIQUE | JAMAICA | NY | PRIMARY | 40.68 | -73.78
11499 | UNIQUE | JAMAICA | NY | PRIMARY | 40.68 | -73.78
11101 | STANDARD | LONG ISLAND CITY | NY | PRIMARY | 40.74 | -73.93
11102 | STANDARD | ASTORIA | NY | PRIMARY | 40.78 | -73.91
11103 | STANDARD | ASTORIA | NY | PRIMARY | 40.78 | -73.91
11104 | STANDARD | SUNNYSIDE | NY | PRIMARY | 40.74 | -73.92
11105 | STANDARD | ASTORIA | NY | PRIMARY | 40.78 | -73.91
11106 | STANDARD | ASTORIA | NY | PRIMARY | 40.78 | -73.91
11109 | STANDARD | LONG ISLAND CITY | NY | PRIMARY | 40.74 | -73.93
11120 | UNIQUE | LONG ISLAND CITY | NY | PRIMARY | 40.74 | -73.93
11030 | STANDARD | MANHASSET | NY | PRIMARY | 40.79 | -73.69
11040 | STANDARD | NEW HYDE PARK | NY | PRIMARY | 40.73 | -73.68
11042 | STANDARD | NEW HYDE PARK | NY | PRIMARY | 40.73 | -73.68
11050 | STANDARD | PORT WASHINGTON | NY | PRIMARY | 40.82 | -73.68
11051 | UNIQUE | PORT WASHINGTON | NY | PRIMARY | 40.82 | -73.68
11052 | UNIQUE | PORT WASHINGTON | NY | PRIMARY | 40.82 | -73.68
11053 | UNIQUE | PORT WASHINGTON | NY | PRIMARY | 40.82 | -73.68
11054 | UNIQUE | PORT WASHINGTON | NY | PRIMARY | 40.82 | -73.68
11055 | UNIQUE | PORT WASHINGTON | NY | PRIMARY | 40.82 | -73.68
10301 | STANDARD | STATEN ISLAND | NY | PRIMARY | 40.58 | -74.14
10302 | STANDARD | STATEN ISLAND | NY | PRIMARY | 40.58 | -74.14
10303 | STANDARD | STATEN ISLAND | NY | PRIMARY | 40.58 | -74.14
10304 | STANDARD | STATEN ISLAND | NY | PRIMARY | 40.58 | -74.14
10305 | STANDARD | STATEN ISLAND | NY | PRIMARY | 40.58 | -74.14
10306 | STANDARD | STATEN ISLAND | NY | PRIMARY | 40.58 | -74.14
10307 | STANDARD | STATEN ISLAND | NY | PRIMARY | 40.58 | -74.14
10308 | STANDARD | STATEN ISLAND | NY | PRIMARY | 40.58 | -74.14
10309 | STANDARD | STATEN ISLAND | NY | PRIMARY | 40.58 | -74.14
10310 | STANDARD | STATEN ISLAND | NY | PRIMARY | 40.58 | -74.14
10311 | STANDARD | STATEN ISLAND | NY | PRIMARY | 40.58 | -74.14
10312 | STANDARD | STATEN ISLAND | NY | PRIMARY | 40.58 | -74.14
10313 | PO BOX | STATEN ISLAND | NY | PRIMARY | 40.58 | -74.14
10314 | STANDARD | STATEN ISLAND | NY | PRIMARY | 40.58 | -74.14
11507 | STANDARD | ALBERTSON | NY | PRIMARY | 40.77 | -73.64
11930 | PO BOX | AMAGANSETT | NY | PRIMARY | 40.98 | -72.18
11701 | STANDARD | AMITYVILLE | NY | PRIMARY | 40.66 | -73.41
11931 | PO BOX | AQUEBOGUE | NY | PRIMARY | 40.93 | -72.61
11509 | STANDARD | ATLANTIC BEACH | NY | PRIMARY | 40.58 | -73.71
11702 | STANDARD | BABYLON | NY | PRIMARY | 40.69 | -73.32
11703 | STANDARD | NORTH BABYLON | NY | PRIMARY | 40.73 | -73.32
11704 | STANDARD | WEST BABYLON | NY | PRIMARY | 40.71 | -73.35
11707 | PO BOX | WEST BABYLON | NY | PRIMARY | 40.71 | -73.35
11510 | STANDARD | BALDWIN | NY | PRIMARY | 40.66 | -73.61
11705 | STANDARD | BAYPORT | NY | PRIMARY | 40.74 | -73.05
11706 | STANDARD | BAY SHORE | NY | PRIMARY | 40.72 | -73.25
11709 | STANDARD | BAYVILLE | NY | PRIMARY | 40.9 | -73.56
11710 | STANDARD | BELLMORE | NY | PRIMARY | 40.65 | -73.52
11713 | STANDARD | BELLPORT | NY | PRIMARY | 40.75 | -72.94
11714 | STANDARD | BETHPAGE | NY | PRIMARY | 40.74 | -73.48
11715 | STANDARD | BLUE POINT | NY | PRIMARY | 40.75 | -73.03
11716 | STANDARD | BOHEMIA | NY | PRIMARY | 40.77 | -73.12
11717 | STANDARD | BRENTWOOD | NY | PRIMARY | 40.78 | -73.24
11932 | PO BOX | BRIDGEHAMPTON | NY | PRIMARY | 40.94 | -72.29
11718 | STANDARD | BRIGHTWATERS | NY | PRIMARY | 40.71 | -73.26
11719 | STANDARD | BROOKHAVEN | NY | PRIMARY | 40.78 | -72.91
11933 | STANDARD | CALVERTON | NY | PRIMARY | 40.92 | -72.76
11514 | STANDARD | CARLE PLACE | NY | PRIMARY | 40.75 | -73.61
11516 | STANDARD | CEDARHURST | NY | PRIMARY | 40.62 | -73.72
11720 | STANDARD | CENTEREACH | NY | PRIMARY | 40.87 | -73.08
11934 | STANDARD | CENTER MORICHES | NY | PRIMARY | 40.79 | -72.79
11721 | STANDARD | CENTERPORT | NY | PRIMARY | 40.9 | -73.37
11722 | STANDARD | CENTRAL ISLIP | NY | PRIMARY | 40.78 | -73.19
11749 | STANDARD | ISLANDIA | NY | PRIMARY | 40.8 | -73.17
11760 | PO BOX | ISLANDIA | NY | PRIMARY | 40.82 | -73.21
11724 | STANDARD | COLD SPRING HARBOR | NY | PRIMARY | 40.86 | -73.44
11725 | STANDARD | COMMACK | NY | PRIMARY | 40.84 | -73.28
11726 | STANDARD | COPIAGUE | NY | PRIMARY | 40.67 | -73.39
11727 | STANDARD | CORAM | NY | PRIMARY | 40.87 | -73
11935 | STANDARD | CUTCHOGUE | NY | PRIMARY | 41.01 | -72.48
11729 | STANDARD | DEER PARK | NY | PRIMARY | 40.76 | -73.32
11937 | STANDARD | EAST HAMPTON | NY | PRIMARY | 40.95 | -72.19
11730 | STANDARD | EAST ISLIP | NY | PRIMARY | 40.72 | -73.18
11939 | STANDARD | EAST MARION | NY | PRIMARY | 41.12 | -72.34
11554 | STANDARD | EAST MEADOW | NY | PRIMARY | 40.71 | -73.55
11940 | STANDARD | EAST MORICHES | NY | PRIMARY | 40.81 | -72.76
11731 | STANDARD | EAST NORTHPORT | NY | PRIMARY | 40.87 | -73.32
11732 | STANDARD | EAST NORWICH | NY | PRIMARY | 40.84 | -73.52
11941 | STANDARD | EASTPORT | NY | PRIMARY | 40.81 | -72.7
11942 | STANDARD | EAST QUOGUE | NY | PRIMARY | 40.85 | -72.57
11518 | STANDARD | EAST ROCKAWAY | NY | PRIMARY | 40.64 | -73.66
11733 | STANDARD | EAST SETAUKET | NY | PRIMARY | 40.93 | -73.1
11735 | STANDARD | FARMINGDALE | NY | PRIMARY | 40.73 | -73.44
11736 | UNIQUE | FARMINGDALE | NY | PRIMARY | 40.73 | -73.44
11737 | STANDARD | FARMINGDALE | NY | PRIMARY | 40.73 | -73.44
11738 | STANDARD | FARMINGVILLE | NY | PRIMARY | 40.84 | -73.04
11520 | STANDARD | FREEPORT | NY | PRIMARY | 40.65 | -73.58
11530 | STANDARD | GARDEN CITY | NY | PRIMARY | 40.72 | -73.64
11531 | PO BOX | GARDEN CITY | NY | PRIMARY | 40.72 | -73.64
11535 | UNIQUE | GARDEN CITY | NY | PRIMARY | 40.72 | -73.64
11599 | STANDARD | GARDEN CITY | NY | PRIMARY | 40.72 | -73.64
11542 | STANDARD | GLEN COVE | NY | PRIMARY | 40.86 | -73.63
11545 | STANDARD | GLEN HEAD | NY | PRIMARY | 40.84 | -73.61
11547 | PO BOX | GLENWOOD LANDING | NY | PRIMARY | 40.82 | -73.63
11739 | PO BOX | GREAT RIVER | NY | PRIMARY | 40.71 | -73.16
11740 | STANDARD | GREENLAWN | NY | PRIMARY | 40.86 | -73.36
11944 | STANDARD | GREENPORT | NY | PRIMARY | 41.1 | -72.36
11548 | STANDARD | GREENVALE | NY | PRIMARY | 40.81 | -73.62
11946 | STANDARD | HAMPTON BAYS | NY | PRIMARY | 40.86 | -72.52
11549 | UNIQUE | HEMPSTEAD | NY | PRIMARY | 40.7 | -73.61
11550 | STANDARD | HEMPSTEAD | NY | PRIMARY | 40.7 | -73.61
11551 | PO BOX | HEMPSTEAD | NY | PRIMARY | 40.7 | -73.61
11557 | STANDARD | HEWLETT | NY | PRIMARY | 40.64 | -73.69
11801 | STANDARD | HICKSVILLE | NY | PRIMARY | 40.76 | -73.52
11802 | PO BOX | HICKSVILLE | NY | PRIMARY | 40.76 | -73.52
11803 | STANDARD | PLAINVIEW | NY | PRIMARY | 40.78 | -73.47
11804 | STANDARD | OLD BETHPAGE | NY | PRIMARY | 40.75 | -73.45
11815 | UNIQUE | HICKSVILLE | NY | PRIMARY | 40.76 | -73.52
11819 | UNIQUE | HICKSVILLE | NY | PRIMARY | 40.76 | -73.52
11854 | UNIQUE | HICKSVILLE | NY | PRIMARY | 40.76 | -73.52
11741 | STANDARD | HOLBROOK | NY | PRIMARY | 40.79 | -73.07
501 | UNIQUE | HOLTSVILLE | NY | PRIMARY | 40.81 | -73.04
544 | UNIQUE | HOLTSVILLE | NY | PRIMARY | 40.81 | -73.04
11742 | STANDARD | HOLTSVILLE | NY | PRIMARY | 40.81 | -73.04
11743 | STANDARD | HUNTINGTON | NY | PRIMARY | 40.87 | -73.4
11746 | STANDARD | HUNTINGTON STATION | NY | PRIMARY | 40.84 | -73.4
11747 | STANDARD | MELVILLE | NY | PRIMARY | 40.78 | -73.41
11775 | UNIQUE | MELVILLE | NY | PRIMARY | 40.78 | -73.41
11558 | STANDARD | ISLAND PARK | NY | PRIMARY | 40.6 | -73.64
11751 | STANDARD | ISLIP | NY | PRIMARY | 40.73 | -73.21
11752 | STANDARD | ISLIP TERRACE | NY | PRIMARY | 40.74 | -73.18
11947 | PO BOX | JAMESPORT | NY | PRIMARY | 40.94 | -72.57
11753 | STANDARD | JERICHO | NY | PRIMARY | 40.78 | -73.54
11853 | UNIQUE | JERICHO | NY | PRIMARY | 40.78 | -73.54
11754 | STANDARD | KINGS PARK | NY | PRIMARY | 40.89 | -73.24
11755 | STANDARD | LAKE GROVE | NY | PRIMARY | 40.85 | -73.11
11948 | STANDARD | LAUREL | NY | PRIMARY | 40.97 | -72.55
11559 | STANDARD | LAWRENCE | NY | PRIMARY | 40.6 | -73.71
11756 | STANDARD | LEVITTOWN | NY | PRIMARY | 40.72 | -73.51
11757 | STANDARD | LINDENHURST | NY | PRIMARY | 40.68 | -73.37
11560 | STANDARD | LOCUST VALLEY | NY | PRIMARY | 40.88 | -73.58
11561 | STANDARD | LONG BEACH | NY | PRIMARY | 40.58 | -73.65
11563 | STANDARD | LYNBROOK | NY | PRIMARY | 40.65 | -73.67
11565 | STANDARD | MALVERNE | NY | PRIMARY | 40.67 | -73.67
11949 | STANDARD | MANORVILLE | NY | PRIMARY | 40.85 | -72.79
11758 | STANDARD | MASSAPEQUA | NY | PRIMARY | 40.66 | -73.47
11762 | STANDARD | MASSAPEQUA PARK | NY | PRIMARY | 40.68 | -73.44
11950 | STANDARD | MASTIC | NY | PRIMARY | 40.8 | -72.84
11951 | STANDARD | MASTIC BEACH | NY | PRIMARY | 40.76 | -72.84
11952 | STANDARD | MATTITUCK | NY | PRIMARY | 41 | -72.53
11763 | STANDARD | MEDFORD | NY | PRIMARY | 40.82 | -72.98
11566 | STANDARD | MERRICK | NY | PRIMARY | 40.65 | -73.55
11953 | STANDARD | MIDDLE ISLAND | NY | PRIMARY | 40.88 | -72.94
11764 | STANDARD | MILLER PLACE | NY | PRIMARY | 40.93 | -72.98
11765 | STANDARD | MILL NECK | NY | PRIMARY | 40.88 | -73.55
11501 | STANDARD | MINEOLA | NY | PRIMARY | 40.74 | -73.63
11954 | STANDARD | MONTAUK | NY | PRIMARY | 41.04 | -71.94
11955 | STANDARD | MORICHES | NY | PRIMARY | 40.8 | -72.82
11766 | STANDARD | MOUNT SINAI | NY | PRIMARY | 40.93 | -73.01
11767 | STANDARD | NESCONSET | NY | PRIMARY | 40.84 | -73.15
11956 | PO BOX | NEW SUFFOLK | NY | PRIMARY | 40.99 | -72.48
11768 | STANDARD | NORTHPORT | NY | PRIMARY | 40.9 | -73.34
11769 | STANDARD | OAKDALE | NY | PRIMARY | 40.73 | -73.13
11770 | PO BOX | OCEAN BEACH | NY | PRIMARY | 40.64 | -73.15
11957 | STANDARD | ORIENT | NY | PRIMARY | 41.14 | -72.3
11771 | STANDARD | OYSTER BAY | NY | PRIMARY | 40.86 | -73.53
11772 | STANDARD | PATCHOGUE | NY | PRIMARY | 40.76 | -73.01
11958 | STANDARD | PECONIC | NY | PRIMARY | 41.03 | -72.46
11569 | PO BOX | POINT LOOKOUT | NY | PRIMARY | 40.59 | -73.58
11776 | STANDARD | PORT JEFFERSON STATION | NY | PRIMARY | 40.92 | -73.06
11777 | STANDARD | PORT JEFFERSON | NY | PRIMARY | 40.94 | -73.05
11959 | PO BOX | QUOGUE | NY | PRIMARY | 40.83 | -72.6
11960 | PO BOX | REMSENBURG | NY | PRIMARY | 40.89 | -72.42
11961 | STANDARD | RIDGE | NY | PRIMARY | 40.91 | -72.88
11901 | STANDARD | RIVERHEAD | NY | PRIMARY | 40.94 | -72.67
11570 | STANDARD | ROCKVILLE CENTRE | NY | PRIMARY | 40.66 | -73.63
11571 | PO BOX | ROCKVILLE CENTRE | NY | PRIMARY | 40.66 | -73.63
11572 | STANDARD | OCEANSIDE | NY | PRIMARY | 40.63 | -73.63
11778 | STANDARD | ROCKY POINT | NY | PRIMARY | 40.92 | -72.92
11779 | STANDARD | RONKONKOMA | NY | PRIMARY | 40.8 | -73.12
11575 | STANDARD | ROOSEVELT | NY | PRIMARY | 40.67 | -73.58
11576 | STANDARD | ROSLYN | NY | PRIMARY | 40.79 | -73.64
11577 | STANDARD | ROSLYN HEIGHTS | NY | PRIMARY | 40.77 | -73.64
11962 | PO BOX | SAGAPONACK | NY | PRIMARY | 40.92 | -72.27
11963 | STANDARD | SAG HARBOR | NY | PRIMARY | 40.99 | -72.29
11780 | STANDARD | SAINT JAMES | NY | PRIMARY | 40.87 | -73.15
11782 | STANDARD | SAYVILLE | NY | PRIMARY | 40.74 | -73.08
11579 | STANDARD | SEA CLIFF | NY | PRIMARY | 40.84 | -73.64
11783 | STANDARD | SEAFORD | NY | PRIMARY | 40.66 | -73.49
11784 | STANDARD | SELDEN | NY | PRIMARY | 40.86 | -73.04
11964 | PO BOX | SHELTER ISLAND | NY | PRIMARY | 41.06 | -72.32
11965 | PO BOX | SHELTER ISLAND HEIGHTS | NY | PRIMARY | 41.07 | -72.34
11967 | STANDARD | SHIRLEY | NY | PRIMARY | 40.79 | -72.87
11786 | STANDARD | SHOREHAM | NY | PRIMARY | 40.95 | -72.9
11787 | STANDARD | SMITHTOWN | NY | PRIMARY | 40.85 | -73.21
11788 | STANDARD | HAUPPAUGE | NY | PRIMARY | 40.82 | -73.21
11789 | STANDARD | SOUND BEACH | NY | PRIMARY | 40.95 | -72.96
11968 | STANDARD | SOUTHAMPTON | NY | PRIMARY | 40.88 | -72.39
11969 | PO BOX | SOUTHAMPTON | NY | PRIMARY | 40.88 | -72.39
11970 | PO BOX | SOUTH JAMESPORT | NY | PRIMARY | 40.92 | -72.64
11971 | STANDARD | SOUTHOLD | NY | PRIMARY | 41.05 | -72.42
11972 | PO BOX | SPEONK | NY | PRIMARY | 40.89 | -72.42
11790 | STANDARD | STONY BROOK | NY | PRIMARY | 40.9 | -73.12
11794 | UNIQUE | STONY BROOK | NY | PRIMARY | 40.9 | -73.12
11773 | UNIQUE | SYOSSET | NY | PRIMARY | 40.81 | -73.5
11791 | STANDARD | SYOSSET | NY | PRIMARY | 40.81 | -73.5
11553 | STANDARD | UNIONDALE | NY | PRIMARY | 40.7 | -73.59
11555 | UNIQUE | UNIONDALE | NY | PRIMARY | 40.7 | -73.59
11556 | STANDARD | UNIONDALE | NY | PRIMARY | 40.7 | -73.59
11973 | PO BOX | UPTON | NY | PRIMARY | 40.86 | -72.87
11580 | STANDARD | VALLEY STREAM | NY | PRIMARY | 40.66 | -73.7
11581 | STANDARD | VALLEY STREAM | NY | PRIMARY | 40.66 | -73.7
11582 | PO BOX | VALLEY STREAM | NY | PRIMARY | 40.66 | -73.7
11792 | STANDARD | WADING RIVER | NY | PRIMARY | 40.94 | -72.81
11975 | PO BOX | WAINSCOTT | NY | PRIMARY | 40.98 | -72.18
11793 | STANDARD | WANTAGH | NY | PRIMARY | 40.66 | -73.51
11976 | STANDARD | WATER MILL | NY | PRIMARY | 40.92 | -72.34
11568 | STANDARD | OLD WESTBURY | NY | PRIMARY | 40.78 | -73.59
11590 | STANDARD | WESTBURY | NY | PRIMARY | 40.75 | -73.58
11977 | STANDARD | WESTHAMPTON | NY | PRIMARY | 40.83 | -72.66
11978 | STANDARD | WESTHAMPTON BEACH | NY | PRIMARY | 40.8 | -72.61
11552 | STANDARD | WEST HEMPSTEAD | NY | PRIMARY | 40.69 | -73.65
11795 | STANDARD | WEST ISLIP | NY | PRIMARY | 40.7 | -73.29
11796 | STANDARD | WEST SAYVILLE | NY | PRIMARY | 40.72 | -73.1
11596 | STANDARD | WILLISTON PARK | NY | PRIMARY | 40.75 | -73.64
11797 | STANDARD | WOODBURY | NY | PRIMARY | 40.81 | -73.47
11598 | STANDARD | WOODMERE | NY | PRIMARY | 40.63 | -73.72
11798 | STANDARD | WYANDANCH | NY | PRIMARY | 40.74 | -73.37
11980 | STANDARD | YAPHANK | NY | PRIMARY | 40.83 | -72.92
13605 | STANDARD | ADAMS | NY | PRIMARY | 43.8 | -76.02
13606 | STANDARD | ADAMS CENTER | NY | PRIMARY | 43.85 | -75.99
12808 | STANDARD | ADIRONDACK | NY | PRIMARY | 43.72 | -73.77
13730 | STANDARD | AFTON | NY | PRIMARY | 42.22 | -75.52
12201 | PO BOX | ALBANY | NY | PRIMARY | 42.66 | -73.79
12202 | STANDARD | ALBANY | NY | PRIMARY | 42.66 | -73.79
12203 | STANDARD | ALBANY | NY | PRIMARY | 42.66 | -73.79
12204 | STANDARD | ALBANY | NY | PRIMARY | 42.66 | -73.79
12205 | STANDARD | ALBANY | NY | PRIMARY | 42.66 | -73.79
12206 | STANDARD | ALBANY | NY | PRIMARY | 42.66 | -73.79
12207 | STANDARD | ALBANY | NY | PRIMARY | 42.66 | -73.79
12208 | STANDARD | ALBANY | NY | PRIMARY | 42.66 | -73.79
12209 | STANDARD | ALBANY | NY | PRIMARY | 42.66 | -73.79
12210 | STANDARD | ALBANY | NY | PRIMARY | 42.66 | -73.79
12211 | STANDARD | ALBANY | NY | PRIMARY | 42.66 | -73.79
12212 | PO BOX | ALBANY | NY | PRIMARY | 42.66 | -73.79
12214 | UNIQUE | ALBANY | NY | PRIMARY | 42.66 | -73.79
12220 | PO BOX | ALBANY | NY | PRIMARY | 42.66 | -73.79
12222 | UNIQUE | ALBANY | NY | PRIMARY | 42.66 | -73.79
12223 | STANDARD | ALBANY | NY | PRIMARY | 42.66 | -73.79
12224 | PO BOX | ALBANY | NY | PRIMARY | 42.66 | -73.79
12225 | PO BOX | ALBANY | NY | PRIMARY | 42.66 | -73.79
12226 | STANDARD | ALBANY | NY | PRIMARY | 42.66 | -73.79
12227 | UNIQUE | ALBANY | NY | PRIMARY | 42.66 | -73.79
12228 | UNIQUE | ALBANY | NY | PRIMARY | 42.66 | -73.79
12229 | UNIQUE | ALBANY | NY | PRIMARY | 42.66 | -73.79
12230 | UNIQUE | ALBANY | NY | PRIMARY | 42.66 | -73.79
12231 | UNIQUE | ALBANY | NY | PRIMARY | 42.66 | -73.79
12232 | UNIQUE | ALBANY | NY | PRIMARY | 42.66 | -73.79
12233 | UNIQUE | ALBANY | NY | PRIMARY | 42.66 | -73.79
12234 | UNIQUE | ALBANY | NY | PRIMARY | 42.66 | -73.79
12235 | UNIQUE | ALBANY | NY | PRIMARY | 42.66 | -73.79
12236 | UNIQUE | ALBANY | NY | PRIMARY | 42.66 | -73.79
12237 | UNIQUE | ALBANY | NY | PRIMARY | 42.66 | -73.79
12238 | UNIQUE | ALBANY | NY | PRIMARY | 42.66 | -73.79
12239 | UNIQUE | ALBANY | NY | PRIMARY | 42.66 | -73.79
12240 | UNIQUE | ALBANY | NY | PRIMARY | 42.66 | -73.79
12241 | UNIQUE | ALBANY | NY | PRIMARY | 42.66 | -73.79
12242 | UNIQUE | ALBANY | NY | PRIMARY | 42.66 | -73.79
12243 | UNIQUE | ALBANY | NY | PRIMARY | 42.66 | -73.79
12244 | UNIQUE | ALBANY | NY | PRIMARY | 42.66 | -73.79
12245 | UNIQUE | ALBANY | NY | PRIMARY | 42.66 | -73.79
12246 | UNIQUE | ALBANY | NY | PRIMARY | 42.66 | -73.79
12247 | STANDARD | ALBANY | NY | PRIMARY | 42.66 | -73.79
12248 | UNIQUE | ALBANY | NY | PRIMARY | 42.66 | -73.79
12249 | UNIQUE | ALBANY | NY | PRIMARY | 42.66 | -73.79
12250 | UNIQUE | ALBANY | NY | PRIMARY | 42.66 | -73.79
12252 | UNIQUE | ALBANY | NY | PRIMARY | 42.66 | -73.79
12255 | UNIQUE | ALBANY | NY | PRIMARY | 42.66 | -73.79
12256 | UNIQUE | ALBANY | NY | PRIMARY | 42.66 | -73.79
12257 | UNIQUE | ALBANY | NY | PRIMARY | 42.66 | -73.79
12260 | STANDARD | ALBANY | NY | PRIMARY | 42.66 | -73.79
12261 | UNIQUE | ALBANY | NY | PRIMARY | 42.66 | -73.79
12288 | UNIQUE | ALBANY | NY | PRIMARY | 42.66 | -73.79
12007 | STANDARD | ALCOVE | NY | PRIMARY | 42.45 | -74.03
13301 | STANDARD | ALDER CREEK | NY | PRIMARY | 43.42 | -75.22
13607 | STANDARD | ALEXANDRIA BAY | NY | PRIMARY | 44.33 | -75.91
12009 | STANDARD | ALTAMONT | NY | PRIMARY | 42.7 | -74.03
13302 | STANDARD | ALTMAR | NY | PRIMARY | 43.51 | -76
12910 | STANDARD | ALTONA | NY | PRIMARY | 44.89 | -73.65
12010 | STANDARD | AMSTERDAM | NY | PRIMARY | 42.94 | -74.19
13731 | STANDARD | ANDES | NY | PRIMARY | 42.18 | -74.78
13740 | STANDARD | BOVINA CENTER | NY | PRIMARY | 42.26 | -74.78
13608 | STANDARD | ANTWERP | NY | PRIMARY | 44.19 | -75.6
13671 | PO BOX | OXBOW | NY | PRIMARY | 44.28 | -75.62
13732 | STANDARD | APALACHIN | NY | PRIMARY | 42.07 | -76.16
13020 | PO BOX | APULIA STATION | NY | PRIMARY | 42.81 | -76.07
12809 | STANDARD | ARGYLE | NY | PRIMARY | 43.23 | -73.49
12015 | STANDARD | ATHENS | NY | PRIMARY | 42.26 | -73.81
12810 | STANDARD | ATHOL | NY | PRIMARY | 43.48 | -73.89
13021 | STANDARD | AUBURN | NY | PRIMARY | 42.93 | -76.56
13022 | PO BOX | AUBURN | NY | PRIMARY | 42.93 | -76.56
13024 | UNIQUE | AUBURN | NY | PRIMARY | 42.93 | -76.56
13026 | STANDARD | AURORA | NY | PRIMARY | 42.75 | -76.7
12912 | STANDARD | AU SABLE FORKS | NY | PRIMARY | 44.47 | -73.78
12017 | STANDARD | AUSTERLITZ | NY | PRIMARY | 42.32 | -73.47
13303 | STANDARD | AVA | NY | PRIMARY | 43.41 | -75.47
12018 | STANDARD | AVERILL PARK | NY | PRIMARY | 42.63 | -73.55
13733 | STANDARD | BAINBRIDGE | NY | PRIMARY | 42.29 | -75.48
12811 | PO BOX | BAKERS MILLS | NY | PRIMARY | 43.61 | -74.07
13027 | STANDARD | BALDWINSVILLE | NY | PRIMARY | 43.15 | -76.33
12020 | STANDARD | BALLSTON SPA | NY | PRIMARY | 43 | -73.85
13304 | STANDARD | BARNEVELD | NY | PRIMARY | 43.27 | -75.18
13734 | STANDARD | BARTON | NY | PRIMARY | 42.04 | -76.44
13840 | PO BOX | SMITHBORO | NY | PRIMARY | 42.03 | -76.4
13305 | PO BOX | BEAVER FALLS | NY | PRIMARY | 43.87 | -75.44
13611 | PO BOX | BELLEVILLE | NY | PRIMARY | 43.78 | -76.11
13736 | STANDARD | BERKSHIRE | NY | PRIMARY | 42.3 | -76.18
12022 | STANDARD | BERLIN | NY | PRIMARY | 42.7 | -73.38
12023 | STANDARD | BERNE | NY | PRIMARY | 42.62 | -74.13
13028 | STANDARD | BERNHARDS BAY | NY | PRIMARY | 43.29 | -75.93
13737 | PO BOX | BIBLE SCHOOL PARK | NY | PRIMARY | 42.1 | -75.97
13901 | STANDARD | BINGHAMTON | NY | PRIMARY | 42.1 | -75.91
13902 | PO BOX | BINGHAMTON | NY | PRIMARY | 42.1 | -75.91
13903 | STANDARD | BINGHAMTON | NY | PRIMARY | 42.1 | -75.91
13904 | STANDARD | BINGHAMTON | NY | PRIMARY | 42.1 | -75.91
13905 | STANDARD | BINGHAMTON | NY | PRIMARY | 42.1 | -75.91
13612 | STANDARD | BLACK RIVER | NY | PRIMARY | 44 | -75.79
13738 | PO BOX | BLODGETT MILLS | NY | PRIMARY | 42.56 | -76.12
12913 | STANDARD | BLOOMINGDALE | NY | PRIMARY | 44.42 | -74.1
13739 | STANDARD | BLOOMVILLE | NY | PRIMARY | 42.33 | -74.8
13308 | STANDARD | BLOSSVALE | NY | PRIMARY | 43.27 | -75.64
13401 | PO BOX | MC CONNELLSVILLE | NY | PRIMARY | 43.27 | -75.69
12812 | STANDARD | BLUE MOUNTAIN LAKE | NY | PRIMARY | 43.87 | -74.44
12814 | STANDARD | BOLTON LANDING | NY | PRIMARY | 43.55 | -73.65
12914 | STANDARD | BOMBAY | NY | PRIMARY | 44.93 | -74.59
13309 | STANDARD | BOONVILLE | NY | PRIMARY | 43.48 | -75.33
13310 | STANDARD | BOUCKVILLE | NY | PRIMARY | 42.88 | -75.55
12024 | STANDARD | BRAINARD | NY | PRIMARY | 42.48 | -73.54
12915 | PO BOX | BRAINARDSVILLE | NY | PRIMARY | 44.86 | -74.02
12815 | STANDARD | BRANT LAKE | NY | PRIMARY | 43.71 | -73.69
13613 | STANDARD | BRASHER FALLS | NY | PRIMARY | 44.8 | -74.79
13029 | STANDARD | BREWERTON | NY | PRIMARY | 43.23 | -76.14
13030 | STANDARD | BRIDGEPORT | NY | PRIMARY | 42.91 | -76.75
13313 | PO BOX | BRIDGEWATER | NY | PRIMARY | 42.87 | -75.25
13614 | STANDARD | BRIER HILL | NY | PRIMARY | 44.54 | -75.68
12025 | STANDARD | BROADALBIN | NY | PRIMARY | 43.05 | -74.19
13314 | STANDARD | BROOKFIELD | NY | PRIMARY | 42.81 | -75.31
13418 | STANDARD | NORTH BROOKFIELD | NY | PRIMARY | 42.85 | -75.36
13615 | PO BOX | BROWNVILLE | NY | PRIMARY | 44 | -75.98
12916 | STANDARD | BRUSHTON | NY | PRIMARY | 44.83 | -74.51
12917 | STANDARD | BURKE | NY | PRIMARY | 44.9 | -74.17
13315 | STANDARD | BURLINGTON FLATS | NY | PRIMARY | 42.74 | -75.18
13342 | STANDARD | GARRATTSVILLE | NY | PRIMARY | 42.64 | -75.17
13415 | STANDARD | NEW LISBON | NY | PRIMARY | 42.58 | -75.18
12019 | STANDARD | BALLSTON LAKE | NY | PRIMARY | 42.92 | -73.84
12027 | STANDARD | BURNT HILLS | NY | PRIMARY | 42.91 | -73.9
12918 | STANDARD | CADYVILLE | NY | PRIMARY | 44.66 | -73.68
13616 | STANDARD | CALCIUM | NY | PRIMARY | 44.03 | -75.84
12816 | STANDARD | CAMBRIDGE | NY | PRIMARY | 43.02 | -73.38
13316 | STANDARD | CAMDEN | NY | PRIMARY | 43.33 | -75.74
13031 | STANDARD | CAMILLUS | NY | PRIMARY | 43.03 | -76.3
12029 | STANDARD | CANAAN | NY | PRIMARY | 42.41 | -73.41
13317 | STANDARD | CANAJOHARIE | NY | PRIMARY | 42.9 | -74.57
13032 | STANDARD | CANASTOTA | NY | PRIMARY | 43.08 | -75.75
13743 | STANDARD | CANDOR | NY | PRIMARY | 42.23 | -76.34
13617 | STANDARD | CANTON | NY | PRIMARY | 44.59 | -75.17
13618 | STANDARD | CAPE VINCENT | NY | PRIMARY | 44.12 | -76.33
12031 | STANDARD | CARLISLE | NY | PRIMARY | 42.74 | -74.45
12032 | STANDARD | CAROGA LAKE | NY | PRIMARY | 43.13 | -74.48
13619 | STANDARD | CARTHAGE | NY | PRIMARY | 43.98 | -75.6
13631 | PO BOX | DENMARK | NY | PRIMARY | 43.89 | -75.58
13318 | STANDARD | CASSVILLE | NY | PRIMARY | 42.94 | -75.25
13744 | STANDARD | CASTLE CREEK | NY | PRIMARY | 42.22 | -75.91
12033 | STANDARD | CASTLETON ON HUDSON | NY | PRIMARY | 42.53 | -73.7
13620 | STANDARD | CASTORLAND | NY | PRIMARY | 43.88 | -75.51
13033 | STANDARD | CATO | NY | PRIMARY | 43.16 | -76.57
13034 | STANDARD | CAYUGA | NY | PRIMARY | 42.91 | -76.72
13035 | STANDARD | CAZENOVIA | NY | PRIMARY | 42.92 | -75.85
12035 | STANDARD | CENTRAL BRIDGE | NY | PRIMARY | 42.7 | -74.33
13036 | STANDARD | CENTRAL SQUARE | NY | PRIMARY | 43.28 | -76.14
13319 | STANDARD | CHADWICKS | NY | PRIMARY | 43.02 | -75.27
12919 | STANDARD | CHAMPLAIN | NY | PRIMARY | 44.98 | -73.44
12036 | STANDARD | CHARLOTTEVILLE | NY | PRIMARY | 42.53 | -74.68
13621 | STANDARD | CHASE MILLS | NY | PRIMARY | 44.86 | -75.07
12920 | STANDARD | CHATEAUGAY | NY | PRIMARY | 44.92 | -74.08
12037 | STANDARD | CHATHAM | NY | PRIMARY | 42.36 | -73.59
13622 | STANDARD | CHAUMONT | NY | PRIMARY | 44.06 | -76.13
12921 | STANDARD | CHAZY | NY | PRIMARY | 44.88 | -73.43
13745 | PO BOX | CHENANGO BRIDGE | NY | PRIMARY | 42.16 | -75.86
13746 | STANDARD | CHENANGO FORKS | NY | PRIMARY | 42.23 | -75.84
12040 | PO BOX | CHERRY PLAIN | NY | PRIMARY | 42.66 | -73.37
13320 | STANDARD | CHERRY VALLEY | NY | PRIMARY | 42.79 | -74.75
13450 | STANDARD | ROSEBOOM | NY | PRIMARY | 42.74 | -74.77
12817 | STANDARD | CHESTERTOWN | NY | PRIMARY | 43.63 | -73.8
12922 | STANDARD | CHILDWOLD | NY | PRIMARY | 44.28 | -74.67
13623 | PO BOX | CHIPPEWA BAY | NY | PRIMARY | 44.44 | -75.74
13037 | STANDARD | CHITTENANGO | NY | PRIMARY | 43.04 | -75.87
12923 | STANDARD | CHURUBUSCO | NY | PRIMARY | 44.95 | -73.92
13040 | STANDARD | CINCINNATUS | NY | PRIMARY | 42.54 | -75.89
13321 | PO BOX | CLARK MILLS | NY | PRIMARY | 43.08 | -75.37
12041 | STANDARD | CLARKSVILLE | NY | PRIMARY | 42.56 | -73.97
13039 | STANDARD | CICERO | NY | PRIMARY | 43.17 | -76.11
13041 | STANDARD | CLAY | NY | PRIMARY | 43.18 | -76.17
13624 | STANDARD | CLAYTON | NY | PRIMARY | 44.23 | -76.08
13322 | STANDARD | CLAYVILLE | NY | PRIMARY | 42.97 | -75.25
12819 | STANDARD | CLEMONS | NY | PRIMARY | 43.63 | -73.43
13042 | STANDARD | CLEVELAND | NY | PRIMARY | 43.23 | -75.88
12820 | PO BOX | CLEVERDALE | NY | PRIMARY | 43.31 | -73.64
12065 | STANDARD | CLIFTON PARK | NY | PRIMARY | 42.85 | -73.8
12042 | STANDARD | CLIMAX | NY | PRIMARY | 42.37 | -73.86
13323 | STANDARD | CLINTON | NY | PRIMARY | 43.04 | -75.37
13043 | PO BOX | CLOCKVILLE | NY | PRIMARY | 43.04 | -75.74
12043 | STANDARD | COBLESKILL | NY | PRIMARY | 42.67 | -74.48
12045 | PO BOX | COEYMANS | NY | PRIMARY | 42.48 | -73.83
12046 | STANDARD | COEYMANS HOLLOW | NY | PRIMARY | 42.48 | -73.92
12047 | STANDARD | COHOES | NY | PRIMARY | 42.77 | -73.7
13324 | STANDARD | COLD BROOK | NY | PRIMARY | 43.24 | -75.03
13747 | PO BOX | COLLIERSVILLE | NY | PRIMARY | 42.49 | -74.98
13625 | STANDARD | COLTON | NY | PRIMARY | 44.32 | -74.82
12050 | PO BOX | COLUMBIAVILLE | NY | PRIMARY | 42.32 | -73.76
12821 | STANDARD | COMSTOCK | NY | PRIMARY | 43.45 | -73.37
13748 | STANDARD | CONKLIN | NY | PRIMARY | 42.03 | -75.8
12926 | STANDARD | CONSTABLE | NY | PRIMARY | 44.93 | -74.28
13325 | STANDARD | CONSTABLEVILLE | NY | PRIMARY | 43.56 | -75.42
13044 | STANDARD | CONSTANTIA | NY | PRIMARY | 43.25 | -76
13326 | STANDARD | COOPERSTOWN | NY | PRIMARY | 42.7 | -74.92
13626 | STANDARD | COPENHAGEN | NY | PRIMARY | 43.89 | -75.67
13627 | PO BOX | DEER RIVER | NY | PRIMARY | 43.94 | -75.59
13749 | PO BOX | CORBETTSVILLE | NY | PRIMARY | 42.01 | -75.79
12822 | STANDARD | CORINTH | NY | PRIMARY | 43.24 | -73.83
13045 | STANDARD | CORTLAND | NY | PRIMARY | 42.6 | -76.18
12823 | STANDARD | COSSAYUNA | NY | PRIMARY | 43.17 | -73.4
12051 | STANDARD | COXSACKIE | NY | PRIMARY | 42.35 | -73.8
12192 | STANDARD | WEST COXSACKIE | NY | PRIMARY | 42.4 | -73.81
12927 | PO BOX | CRANBERRY LAKE | NY | PRIMARY | 44.22 | -74.83
13327 | STANDARD | CROGHAN | NY | PRIMARY | 43.89 | -75.39
12052 | STANDARD | CROPSEYVILLE | NY | PRIMARY | 42.76 | -73.47
12928 | STANDARD | CROWN POINT | NY | PRIMARY | 43.95 | -73.53
12929 | PO BOX | DANNEMORA | NY | PRIMARY | 44.72 | -73.71
13750 | STANDARD | DAVENPORT | NY | PRIMARY | 42.47 | -74.84
13751 | STANDARD | DAVENPORT CENTER | NY | PRIMARY | 42.44 | -74.91
13328 | STANDARD | DEANSBORO | NY | PRIMARY | 42.99 | -75.42
13628 | PO BOX | DEFERIET | NY | PRIMARY | 44.03 | -75.67
13630 | STANDARD | DE KALB JUNCTION | NY | PRIMARY | 44.48 | -75.3
12053 | STANDARD | DELANSON | NY | PRIMARY | 42.74 | -74.18
13752 | STANDARD | DELANCEY | NY | PRIMARY | 42.2 | -74.97
13753 | STANDARD | DELHI | NY | PRIMARY | 42.27 | -74.91
12054 | STANDARD | DELMAR | NY | PRIMARY | 42.62 | -73.83
13051 | PO BOX | DELPHI FALLS | NY | PRIMARY | 42.87 | -75.91
13632 | PO BOX | DEPAUVILLE | NY | PRIMARY | 44.13 | -76.01
13633 | STANDARD | DE PEYSTER | NY | PRIMARY | 44.53 | -75.41
13754 | STANDARD | DEPOSIT | NY | PRIMARY | 42.06 | -75.42
13052 | STANDARD | DE RUYTER | NY | PRIMARY | 42.75 | -75.86
13634 | STANDARD | DEXTER | NY | PRIMARY | 44 | -76.04
13657 | PO BOX | LIMERICK | NY | PRIMARY | 44.03 | -76.01
12824 | STANDARD | DIAMOND POINT | NY | PRIMARY | 43.51 | -73.69
12930 | STANDARD | DICKINSON CENTER | NY | PRIMARY | 44.71 | -74.53
13329 | STANDARD | DOLGEVILLE | NY | PRIMARY | 43.1 | -74.77
13755 | STANDARD | DOWNSVILLE | NY | PRIMARY | 42.08 | -74.99
13053 | STANDARD | DRYDEN | NY | PRIMARY | 42.49 | -76.29
12056 | STANDARD | DUANESBURG | NY | PRIMARY | 42.76 | -74.13
13054 | STANDARD | DURHAMVILLE | NY | PRIMARY | 43.12 | -75.67
13331 | STANDARD | EAGLE BAY | NY | PRIMARY | 43.76 | -74.82
12028 | STANDARD | BUSKIRK | NY | PRIMARY | 42.96 | -73.45
12057 | STANDARD | EAGLE BRIDGE | NY | PRIMARY | 42.94 | -73.39
12058 | STANDARD | EARLTON | NY | PRIMARY | 42.35 | -73.9
12176 | STANDARD | SURPRISE | NY | PRIMARY | 42.35 | -73.95
13332 | STANDARD | EARLVILLE | NY | PRIMARY | 42.74 | -75.54
12059 | STANDARD | EAST BERNE | NY | PRIMARY | 42.61 | -74.05
13756 | STANDARD | EAST BRANCH | NY | PRIMARY | 41.98 | -75.11
12060 | STANDARD | EAST CHATHAM | NY | PRIMARY | 42.42 | -73.48
12061 | STANDARD | EAST GREENBUSH | NY | PRIMARY | 42.59 | -73.7
13757 | STANDARD | EAST MEREDITH | NY | PRIMARY | 42.41 | -74.88
12062 | STANDARD | EAST NASSAU | NY | PRIMARY | 42.53 | -73.5
12063 | STANDARD | EAST SCHODACK | NY | PRIMARY | 42.52 | -73.68
13057 | STANDARD | EAST SYRACUSE | NY | PRIMARY | 43.06 | -76.07
12064 | STANDARD | EAST WORCESTER | NY | PRIMARY | 42.61 | -74.67
13334 | STANDARD | EATON | NY | PRIMARY | 42.84 | -75.61
13335 | STANDARD | EDMESTON | NY | PRIMARY | 42.69 | -75.24
13635 | STANDARD | EDWARDS | NY | PRIMARY | 44.32 | -75.25
13060 | STANDARD | ELBRIDGE | NY | PRIMARY | 43.03 | -76.44
12932 | STANDARD | ELIZABETHTOWN | NY | PRIMARY | 44.22 | -73.6
12933 | PO BOX | ELLENBURG | NY | PRIMARY | 44.88 | -73.84
12934 | STANDARD | ELLENBURG CENTER | NY | PRIMARY | 44.82 | -73.85
12935 | STANDARD | ELLENBURG DEPOT | NY | PRIMARY | 44.9 | -73.8
13636 | STANDARD | ELLISBURG | NY | PRIMARY | 43.73 | -76.13
13760 | STANDARD | ENDICOTT | NY | PRIMARY | 42.09 | -76.05
13761 | PO BOX | ENDICOTT | NY | PRIMARY | 42.09 | -76.05
13762 | PO BOX | ENDWELL | NY | PRIMARY | 42.11 | -76.02
13763 | PO BOX | ENDICOTT | NY | PRIMARY | 42.09 | -76.05
13061 | STANDARD | ERIEVILLE | NY | PRIMARY | 42.85 | -75.75
12066 | STANDARD | ESPERANCE | NY | PRIMARY | 42.76 | -74.25
12936 | STANDARD | ESSEX | NY | PRIMARY | 44.27 | -73.39
13062 | PO BOX | ETNA | NY | PRIMARY | 42.48 | -76.38
13637 | STANDARD | EVANS MILLS | NY | PRIMARY | 44.08 | -75.8
13063 | STANDARD | FABIUS | NY | PRIMARY | 42.83 | -75.98
13064 | PO BOX | FAIR HAVEN | NY | PRIMARY | 43.32 | -76.7
13065 | PO BOX | FAYETTE | NY | PRIMARY | 42.81 | -76.8
13066 | STANDARD | FAYETTEVILLE | NY | PRIMARY | 43.02 | -76
13638 | STANDARD | FELTS MILLS | NY | PRIMARY | 44.01 | -75.74
12067 | STANDARD | FEURA BUSH | NY | PRIMARY | 42.57 | -73.88
13639 | STANDARD | FINE | NY | PRIMARY | 44.25 | -75.13
13640 | STANDARD | WELLESLEY ISLAND | NY | PRIMARY | 44.33 | -75.9
13692 | PO BOX | THOUSAND ISLAND PARK | NY | PRIMARY | 44.33 | -75.94
13641 | PO BOX | FISHERS LANDING | NY | PRIMARY | 44.32 | -75.97
13774 | PO BOX | FISHS EDDY | NY | PRIMARY | 41.96 | -75.17
13337 | STANDARD | FLY CREEK | NY | PRIMARY | 42.71 | -74.98
12068 | STANDARD | FONDA | NY | PRIMARY | 42.95 | -74.37
13338 | STANDARD | FORESTPORT | NY | PRIMARY | 43.44 | -75.2
12827 | STANDARD | FORT ANN | NY | PRIMARY | 43.41 | -73.49
12937 | STANDARD | FORT COVINGTON | NY | PRIMARY | 44.98 | -74.47
12828 | STANDARD | FORT EDWARD | NY | PRIMARY | 43.26 | -73.58
12069 | PO BOX | FORT HUNTER | NY | PRIMARY | 42.93 | -74.2
12070 | STANDARD | FORT JOHNSON | NY | PRIMARY | 42.95 | -74.23
13339 | STANDARD | FORT PLAIN | NY | PRIMARY | 42.93 | -74.62
13340 | STANDARD | FRANKFORT | NY | PRIMARY | 43.03 | -75.07
13775 | STANDARD | FRANKLIN | NY | PRIMARY | 42.34 | -75.16
13846 | STANDARD | TREADWELL | NY | PRIMARY | 42.34 | -75.05
13341 | PO BOX | FRANKLIN SPRINGS | NY | PRIMARY | 43.03 | -75.39
13068 | STANDARD | FREEVILLE | NY | PRIMARY | 42.51 | -76.34
13069 | STANDARD | FULTON | NY | PRIMARY | 43.31 | -76.41
12071 | STANDARD | FULTONHAM | NY | PRIMARY | 42.58 | -74.39
12016 | PO BOX | AURIESVILLE | NY | PRIMARY | 42.87 | -74.35
12072 | STANDARD | FULTONVILLE | NY | PRIMARY | 42.94 | -74.37
12939 | PO BOX | GABRIELS | NY | PRIMARY | 44.43 | -74.19
12073 | PO BOX | GALLUPVILLE | NY | PRIMARY | 42.66 | -74.21
12074 | STANDARD | GALWAY | NY | PRIMARY | 43.01 | -74.03
12831 | STANDARD | GANSEVOORT | NY | PRIMARY | 43.19 | -73.64
13071 | STANDARD | GENOA | NY | PRIMARY | 42.66 | -76.53
13072 | STANDARD | GEORGETOWN | NY | PRIMARY | 42.61 | -75.81
12075 | STANDARD | GHENT | NY | PRIMARY | 42.3 | -73.64
13776 | STANDARD | GILBERTSVILLE | NY | PRIMARY | 42.47 | -75.32
12076 | STANDARD | GILBOA | NY | PRIMARY | 42.39 | -74.39
13777 | STANDARD | GLEN AUBREY | NY | PRIMARY | 42.25 | -76
13312 | PO BOX | BRANTINGHAM | NY | PRIMARY | 43.7 | -75.29
13343 | STANDARD | GLENFIELD | NY | PRIMARY | 43.72 | -75.26
13345 | STANDARD | GREIG | NY | PRIMARY | 43.68 | -75.31
12077 | STANDARD | GLENMONT | NY | PRIMARY | 42.59 | -73.78
12801 | STANDARD | GLENS FALLS | NY | PRIMARY | 43.31 | -73.64
12803 | STANDARD | SOUTH GLENS FALLS | NY | PRIMARY | 43.29 | -73.63
12804 | STANDARD | QUEENSBURY | NY | PRIMARY | 43.34 | -73.67
12078 | STANDARD | GLOVERSVILLE | NY | PRIMARY | 43.05 | -74.34
13642 | STANDARD | GOUVERNEUR | NY | PRIMARY | 44.33 | -75.46
12082 | PO BOX | GRAFTON | NY | PRIMARY | 42.76 | -73.43
12832 | STANDARD | GRANVILLE | NY | PRIMARY | 43.4 | -73.26
13643 | PO BOX | GREAT BEND | NY | PRIMARY | 44.01 | -75.69
13778 | STANDARD | GREENE | NY | PRIMARY | 42.32 | -75.77
12833 | STANDARD | GREENFIELD CENTER | NY | PRIMARY | 43.13 | -73.85
12083 | STANDARD | GREENVILLE | NY | PRIMARY | 42.41 | -74.02
12834 | STANDARD | GREENWICH | NY | PRIMARY | 43.08 | -73.49
13073 | STANDARD | GROTON | NY | PRIMARY | 42.58 | -76.36
12084 | STANDARD | GUILDERLAND | NY | PRIMARY | 42.69 | -73.89
12085 | STANDARD | GUILDERLAND CENTER | NY | PRIMARY | 42.68 | -74.01
13780 | STANDARD | GUILFORD | NY | PRIMARY | 42.4 | -75.49
12835 | STANDARD | HADLEY | NY | PRIMARY | 43.3 | -74.01
12086 | STANDARD | HAGAMAN | NY | PRIMARY | 42.97 | -74.15
12836 | STANDARD | HAGUE | NY | PRIMARY | 43.74 | -73.49
13645 | PO BOX | HAILESBORO | NY | PRIMARY | 44.28 | -75.42
13782 | STANDARD | HAMDEN | NY | PRIMARY | 42.19 | -74.99
13346 | STANDARD | HAMILTON | NY | PRIMARY | 42.82 | -75.54
13646 | STANDARD | HAMMOND | NY | PRIMARY | 44.44 | -75.69
12837 | STANDARD | HAMPTON | NY | PRIMARY | 43.46 | -73.27
13783 | STANDARD | HANCOCK | NY | PRIMARY | 41.95 | -75.27
12087 | STANDARD | HANNACROIX | NY | PRIMARY | 42.42 | -73.88
13647 | PO BOX | HANNAWA FALLS | NY | PRIMARY | 44.51 | -75
13074 | STANDARD | HANNIBAL | NY | PRIMARY | 43.31 | -76.57
13786 | STANDARD | HARPERSFIELD | NY | PRIMARY | 42.43 | -74.68
13787 | STANDARD | HARPURSVILLE | NY | PRIMARY | 42.17 | -75.62
13826 | STANDARD | OUAQUAGA | NY | PRIMARY | 42.12 | -75.64
13648 | STANDARD | HARRISVILLE | NY | PRIMARY | 44.15 | -75.32
12838 | STANDARD | HARTFORD | NY | PRIMARY | 43.35 | -73.4
13348 | STANDARD | HARTWICK | NY | PRIMARY | 42.65 | -75.04
13076 | STANDARD | HASTINGS | NY | PRIMARY | 43.35 | -76.15
13649 | PO BOX | HELENA | NY | PRIMARY | 44.92 | -74.72
13650 | STANDARD | HENDERSON | NY | PRIMARY | 43.8 | -76.19
13651 | PO BOX | HENDERSON HARBOR | NY | PRIMARY | 43.86 | -76.14
13350 | STANDARD | HERKIMER | NY | PRIMARY | 43.02 | -74.99
13652 | STANDARD | HERMON | NY | PRIMARY | 44.46 | -75.23
13654 | STANDARD | HEUVELTON | NY | PRIMARY | 44.61 | -75.4
13352 | PO BOX | HINCKLEY | NY | PRIMARY | 43.31 | -75.12
13788 | STANDARD | HOBART | NY | PRIMARY | 42.37 | -74.66
13353 | PO BOX | HOFFMEISTER | NY | PRIMARY | 43.4 | -74.72
13655 | STANDARD | HOGANSBURG | NY | PRIMARY | 44.97 | -74.63
13354 | STANDARD | HOLLAND PATENT | NY | PRIMARY | 43.24 | -75.25
13077 | STANDARD | HOMER | NY | PRIMARY | 42.63 | -76.18
12089 | PO BOX | HOOSICK | NY | PRIMARY | 42.88 | -73.34
12090 | STANDARD | HOOSICK FALLS | NY | PRIMARY | 42.9 | -73.35
12092 | STANDARD | HOWES CAVE | NY | PRIMARY | 42.7 | -74.37
13355 | STANDARD | HUBBARDSVILLE | NY | PRIMARY | 42.81 | -75.46
12839 | STANDARD | HUDSON FALLS | NY | PRIMARY | 43.3 | -73.58
12841 | PO BOX | HULETTS LANDING | NY | PRIMARY | 43.64 | -73.5
13357 | STANDARD | ILION | NY | PRIMARY | 43.01 | -75.04
12842 | STANDARD | INDIAN LAKE | NY | PRIMARY | 43.78 | -74.26
13360 | STANDARD | INLET | NY | PRIMARY | 43.72 | -74.73
13078 | STANDARD | JAMESVILLE | NY | PRIMARY | 42.99 | -76.07
12941 | STANDARD | JAY | NY | PRIMARY | 44.35 | -73.71
12093 | STANDARD | JEFFERSON | NY | PRIMARY | 42.48 | -74.61
12843 | STANDARD | JOHNSBURG | NY | PRIMARY | 43.51 | -73.96
13790 | STANDARD | JOHNSON CITY | NY | PRIMARY | 42.11 | -75.96
12094 | STANDARD | JOHNSONVILLE | NY | PRIMARY | 42.88 | -73.49
12095 | STANDARD | JOHNSTOWN | NY | PRIMARY | 43 | -74.37
13080 | STANDARD | JORDAN | NY | PRIMARY | 43.06 | -76.47
13361 | STANDARD | JORDANVILLE | NY | PRIMARY | 42.91 | -74.95
12844 | STANDARD | KATTSKILL BAY | NY | PRIMARY | 43.51 | -73.62
12942 | STANDARD | KEENE | NY | PRIMARY | 44.25 | -73.78
12943 | STANDARD | KEENE VALLEY | NY | PRIMARY | 44.2 | -73.78
12911 | STANDARD | KEESEVILLE | NY | PRIMARY | 44.5 | -73.48
12924 | STANDARD | KEESEVILLE | NY | PRIMARY | 44.5 | -73.48
12944 | STANDARD | KEESEVILLE | NY | PRIMARY | 44.5 | -73.48
13794 | PO BOX | KILLAWOG | NY | PRIMARY | 42.4 | -76.02
12106 | STANDARD | KINDERHOOK | NY | PRIMARY | 42.39 | -73.7
13081 | STANDARD | KING FERRY | NY | PRIMARY | 42.66 | -76.61
13082 | STANDARD | KIRKVILLE | NY | PRIMARY | 43.07 | -75.95
13795 | STANDARD | KIRKWOOD | NY | PRIMARY | 42.03 | -75.79
12107 | PO BOX | KNOX | NY | PRIMARY | 42.67 | -74.11
13362 | PO BOX | KNOXBORO | NY | PRIMARY | 42.98 | -75.51
13083 | STANDARD | LACONA | NY | PRIMARY | 43.64 | -76.06
13656 | STANDARD | LA FARGEVILLE | NY | PRIMARY | 44.18 | -75.95
13084 | STANDARD | LA FAYETTE | NY | PRIMARY | 42.88 | -76.1
12945 | STANDARD | LAKE CLEAR | NY | PRIMARY | 44.36 | -74.25
12845 | STANDARD | LAKE GEORGE | NY | PRIMARY | 43.42 | -73.71
12846 | STANDARD | LAKE LUZERNE | NY | PRIMARY | 43.32 | -73.8
12946 | STANDARD | LAKE PLACID | NY | PRIMARY | 44.28 | -73.98
12108 | STANDARD | LAKE PLEASANT | NY | PRIMARY | 43.55 | -74.43
12110 | STANDARD | LATHAM | NY | PRIMARY | 42.74 | -73.74
12128 | PO BOX | NEWTONVILLE | NY | PRIMARY | 42.7 | -73.76
13796 | STANDARD | LAURENS | NY | PRIMARY | 42.53 | -75.08
13363 | STANDARD | LEE CENTER | NY | PRIMARY | 43.3 | -75.51
13364 | PO BOX | LEONARDSVILLE | NY | PRIMARY | 42.8 | -75.25
12950 | STANDARD | LEWIS | NY | PRIMARY | 44.27 | -73.57
13658 | STANDARD | LISBON | NY | PRIMARY | 44.72 | -75.26
13797 | STANDARD | LISLE | NY | PRIMARY | 42.35 | -76
13365 | STANDARD | LITTLE FALLS | NY | PRIMARY | 43.04 | -74.85
13087 | PO BOX | LITTLE YORK | NY | PRIMARY | 42.69 | -76.16
13088 | STANDARD | LIVERPOOL | NY | PRIMARY | 43.1 | -76.21
13089 | PO BOX | LIVERPOOL | NY | PRIMARY | 43.1 | -76.21
13090 | STANDARD | LIVERPOOL | NY | PRIMARY | 43.1 | -76.21
13092 | STANDARD | LOCKE | NY | PRIMARY | 42.66 | -76.43
12847 | STANDARD | LONG LAKE | NY | PRIMARY | 43.97 | -74.42
13659 | STANDARD | LORRAINE | NY | PRIMARY | 43.74 | -75.85
13367 | STANDARD | LOWVILLE | NY | PRIMARY | 43.78 | -75.48
13093 | PO BOX | LYCOMING | NY | PRIMARY | 43.49 | -76.39
12952 | STANDARD | LYON MOUNTAIN | NY | PRIMARY | 44.72 | -73.92
12955 | STANDARD | LYON MOUNTAIN | NY | PRIMARY | 44.72 | -73.92
13368 | STANDARD | LYONS FALLS | NY | PRIMARY | 43.61 | -75.36
13758 | PO BOX | EAST PHARSALIA | NY | PRIMARY | 42.59 | -75.73
13801 | STANDARD | MC DONOUGH | NY | PRIMARY | 42.49 | -75.76
13101 | STANDARD | MC GRAW | NY | PRIMARY | 42.59 | -76.09
13102 | PO BOX | MC LEAN | NY | PRIMARY | 42.55 | -76.29
13402 | STANDARD | MADISON | NY | PRIMARY | 42.89 | -75.51
13465 | STANDARD | SOLSVILLE | NY | PRIMARY | 42.91 | -75.51
13660 | STANDARD | MADRID | NY | PRIMARY | 44.75 | -75.15
13802 | STANDARD | MAINE | NY | PRIMARY | 42.19 | -76.06
12115 | STANDARD | MALDEN BRIDGE | NY | PRIMARY | 42.45 | -73.58
13103 | STANDARD | MALLORY | NY | PRIMARY | 43.34 | -76.08
12953 | STANDARD | MALONE | NY | PRIMARY | 44.84 | -74.29
12995 | PO BOX | WHIPPLEVILLE | NY | PRIMARY | 44.73 | -74.26
13104 | STANDARD | MANLIUS | NY | PRIMARY | 43 | -75.97
13661 | STANDARD | MANNSVILLE | NY | PRIMARY | 43.71 | -76.06
13803 | STANDARD | MARATHON | NY | PRIMARY | 42.44 | -76.03
13108 | STANDARD | MARCELLUS | NY | PRIMARY | 42.98 | -76.34
13403 | STANDARD | MARCY | NY | PRIMARY | 43.17 | -75.29
13110 | STANDARD | MARIETTA | NY | PRIMARY | 42.9 | -76.32
13404 | PO BOX | MARTINSBURG | NY | PRIMARY | 43.72 | -75.45
13111 | STANDARD | MARTVILLE | NY | PRIMARY | 43.28 | -76.62
12116 | STANDARD | MARYLAND | NY | PRIMARY | 42.53 | -74.88
13804 | STANDARD | MASONVILLE | NY | PRIMARY | 42.24 | -75.37
13662 | STANDARD | MASSENA | NY | PRIMARY | 44.92 | -74.89
12117 | STANDARD | MAYFIELD | NY | PRIMARY | 43.1 | -74.26
12118 | STANDARD | MECHANICVILLE | NY | PRIMARY | 42.9 | -73.69
12120 | STANDARD | MEDUSA | NY | PRIMARY | 42.45 | -74.14
12121 | STANDARD | MELROSE | NY | PRIMARY | 42.85 | -73.6
13112 | STANDARD | MEMPHIS | NY | PRIMARY | 43.08 | -76.37
13806 | STANDARD | MERIDALE | NY | PRIMARY | 42.36 | -74.95
13113 | PO BOX | MERIDIAN | NY | PRIMARY | 43.16 | -76.53
13114 | STANDARD | MEXICO | NY | PRIMARY | 43.46 | -76.23
12122 | STANDARD | MIDDLEBURGH | NY | PRIMARY | 42.59 | -74.32
12848 | PO BOX | MIDDLE FALLS | NY | PRIMARY | 43.1 | -73.52
12849 | STANDARD | MIDDLE GRANVILLE | NY | PRIMARY | 43.45 | -73.3
12850 | STANDARD | MIDDLE GROVE | NY | PRIMARY | 43.11 | -74.02
13406 | STANDARD | MIDDLEVILLE | NY | PRIMARY | 43.13 | -74.97
13807 | STANDARD | MILFORD | NY | PRIMARY | 42.59 | -74.94
12851 | STANDARD | MINERVA | NY | PRIMARY | 43.78 | -73.97
13115 | PO BOX | MINETTO | NY | PRIMARY | 43.39 | -76.48
12956 | STANDARD | MINEVILLE | NY | PRIMARY | 44.08 | -73.52
12998 | STANDARD | WITHERBEE | NY | PRIMARY | 44.09 | -73.53
13116 | STANDARD | MINOA | NY | PRIMARY | 43.07 | -76
13407 | STANDARD | MOHAWK | NY | PRIMARY | 43 | -75
12957 | STANDARD | MOIRA | NY | PRIMARY | 44.86 | -74.57
13117 | PO BOX | MONTEZUMA | NY | PRIMARY | 43.01 | -76.7
12958 | STANDARD | MOOERS | NY | PRIMARY | 44.96 | -73.58
12959 | STANDARD | MOOERS FORKS | NY | PRIMARY | 44.96 | -73.69
13118 | STANDARD | MORAVIA | NY | PRIMARY | 42.71 | -76.42
12960 | STANDARD | MORIAH | NY | PRIMARY | 44.05 | -73.5
12961 | STANDARD | MORIAH CENTER | NY | PRIMARY | 44.06 | -73.52
13808 | STANDARD | MORRIS | NY | PRIMARY | 42.54 | -75.24
12962 | STANDARD | MORRISONVILLE | NY | PRIMARY | 44.69 | -73.55
13664 | STANDARD | MORRISTOWN | NY | PRIMARY | 44.58 | -75.64
13408 | STANDARD | MORRISVILLE | NY | PRIMARY | 42.89 | -75.64
13809 | STANDARD | MOUNT UPTON | NY | PRIMARY | 42.42 | -75.38
13810 | STANDARD | MOUNT VISION | NY | PRIMARY | 42.57 | -75.05
13409 | STANDARD | MUNNSVILLE | NY | PRIMARY | 42.97 | -75.58
12123 | STANDARD | NASSAU | NY | PRIMARY | 42.51 | -73.61
13665 | STANDARD | NATURAL BRIDGE | NY | PRIMARY | 44.09 | -75.47
13120 | STANDARD | NEDROW | NY | PRIMARY | 42.97 | -76.14
13410 | PO BOX | NELLISTON | NY | PRIMARY | 42.93 | -74.6
13811 | STANDARD | NEWARK VALLEY | NY | PRIMARY | 42.22 | -76.18
12124 | PO BOX | NEW BALTIMORE | NY | PRIMARY | 42.45 | -73.79
13411 | STANDARD | NEW BERLIN | NY | PRIMARY | 42.62 | -75.33
12852 | STANDARD | NEWCOMB | NY | PRIMARY | 43.97 | -74.17
12879 | STANDARD | NEWCOMB | NY | PRIMARY | 43.97 | -74.17
13413 | STANDARD | NEW HARTFORD | NY | PRIMARY | 43.07 | -75.28
13121 | PO BOX | NEW HAVEN | NY | PRIMARY | 43.46 | -76.31
12125 | STANDARD | NEW LEBANON | NY | PRIMARY | 42.46 | -73.39
13416 | STANDARD | NEWPORT | NY | PRIMARY | 43.18 | -75.01
12964 | STANDARD | NEW RUSSIA | NY | PRIMARY | 44.14 | -73.6
13666 | PO BOX | NEWTON FALLS | NY | PRIMARY | 44.21 | -74.97
13122 | STANDARD | NEW WOODSTOCK | NY | PRIMARY | 42.84 | -75.85
13417 | STANDARD | NEW YORK MILLS | NY | PRIMARY | 43.1 | -75.29
13812 | STANDARD | NICHOLS | NY | PRIMARY | 42 | -77.26
12965 | STANDARD | NICHOLVILLE | NY | PRIMARY | 44.71 | -74.65
13813 | STANDARD | NINEVEH | NY | PRIMARY | 42.19 | -75.6
12130 | STANDARD | NIVERVILLE | NY | PRIMARY | 42.44 | -73.64
13667 | STANDARD | NORFOLK | NY | PRIMARY | 44.8 | -74.98
12966 | STANDARD | NORTH BANGOR | NY | PRIMARY | 44.79 | -74.41
13123 | PO BOX | NORTH BAY | NY | PRIMARY | 43.22 | -75.79
12131 | STANDARD | NORTH BLENHEIM | NY | PRIMARY | 42.47 | -74.43
12132 | PO BOX | NORTH CHATHAM | NY | PRIMARY | 42.47 | -73.6
12853 | STANDARD | NORTH CREEK | NY | PRIMARY | 43.69 | -73.98
12854 | STANDARD | NORTH GRANVILLE | NY | PRIMARY | 43.5 | -73.33
12133 | PO BOX | NORTH HOOSICK | NY | PRIMARY | 42.88 | -73.34
12855 | STANDARD | NORTH HUDSON | NY | PRIMARY | 43.98 | -73.7
12949 | STANDARD | LAWRENCEVILLE | NY | PRIMARY | 44.77 | -74.65
12967 | STANDARD | NORTH LAWRENCE | NY | PRIMARY | 44.76 | -74.65
13814 | PO BOX | NORTH NORWICH | NY | PRIMARY | 42.61 | -75.53
13124 | STANDARD | NORTH PITCHER | NY | PRIMARY | 42.65 | -75.81
12856 | PO BOX | NORTH RIVER | NY | PRIMARY | 43.73 | -74.04
12134 | STANDARD | NORTHVILLE | NY | PRIMARY | 43.22 | -74.17
13815 | STANDARD | NORWICH | NY | PRIMARY | 42.53 | -75.52
13668 | STANDARD | NORWOOD | NY | PRIMARY | 44.74 | -74.99
13669 | STANDARD | OGDENSBURG | NY | PRIMARY | 44.7 | -75.47
12136 | STANDARD | OLD CHATHAM | NY | PRIMARY | 42.42 | -73.56
13420 | STANDARD | OLD FORGE | NY | PRIMARY | 43.71 | -74.97
13472 | PO BOX | THENDARA | NY | PRIMARY | 43.83 | -74.99
12857 | STANDARD | OLMSTEDVILLE | NY | PRIMARY | 43.86 | -74.06
13421 | STANDARD | ONEIDA | NY | PRIMARY | 43.08 | -75.65
13820 | STANDARD | ONEONTA | NY | PRIMARY | 42.45 | -75.06
13424 | STANDARD | ORISKANY | NY | PRIMARY | 43.15 | -75.33
13425 | STANDARD | ORISKANY FALLS | NY | PRIMARY | 42.93 | -75.46
13426 | PO BOX | ORWELL | NY | PRIMARY | 43.56 | -75.95
13126 | STANDARD | OSWEGO | NY | PRIMARY | 43.45 | -76.5
13825 | STANDARD | OTEGO | NY | PRIMARY | 42.39 | -75.17
13827 | STANDARD | OWEGO | NY | PRIMARY | 42.1 | -76.26
12969 | STANDARD | OWLS HEAD | NY | PRIMARY | 44.71 | -74.08
13830 | STANDARD | OXFORD | NY | PRIMARY | 42.44 | -75.59
13428 | STANDARD | PALATINE BRIDGE | NY | PRIMARY | 42.91 | -74.57
13107 | PO BOX | MAPLE VIEW | NY | PRIMARY | 43.45 | -76.15
13131 | STANDARD | PARISH | NY | PRIMARY | 43.4 | -76.12
13672 | STANDARD | PARISHVILLE | NY | PRIMARY | 44.63 | -74.82
12137 | STANDARD | PATTERSONVILLE | NY | PRIMARY | 42.84 | -74.13
12970 | STANDARD | PAUL SMITHS | NY | PRIMARY | 44.43 | -74.25
13132 | STANDARD | PENNELLVILLE | NY | PRIMARY | 43.26 | -76.24
12972 | STANDARD | PERU | NY | PRIMARY | 44.58 | -73.53
13134 | PO BOX | PETERBORO | NY | PRIMARY | 42.96 | -75.68
12138 | STANDARD | PETERSBURG | NY | PRIMARY | 42.72 | -73.36
13673 | STANDARD | PHILADELPHIA | NY | PRIMARY | 44.15 | -75.7
13135 | STANDARD | PHOENIX | NY | PRIMARY | 43.23 | -76.29
12973 | PO BOX | PIERCEFIELD | NY | PRIMARY | 44.23 | -74.57
13674 | PO BOX | PIERREPONT MANOR | NY | PRIMARY | 43.74 | -76.04
12139 | STANDARD | PISECO | NY | PRIMARY | 43.42 | -74.53
13136 | STANDARD | PITCHER | NY | PRIMARY | 42.58 | -75.86
13137 | PO BOX | PLAINVILLE | NY | PRIMARY | 43.15 | -76.44
12901 | STANDARD | PLATTSBURGH | NY | PRIMARY | 44.69 | -73.45
12903 | STANDARD | PLATTSBURGH | NY | PRIMARY | 44.69 | -73.45
13832 | STANDARD | PLYMOUTH | NY | PRIMARY | 42.61 | -75.6
12140 | STANDARD | POESTENKILL | NY | PRIMARY | 42.69 | -73.56
13431 | STANDARD | POLAND | NY | PRIMARY | 43.22 | -75.06
13138 | PO BOX | POMPEY | NY | PRIMARY | 42.89 | -76.01
13139 | PO BOX | POPLAR RIDGE | NY | PRIMARY | 42.73 | -76.61
13140 | STANDARD | PORT BYRON | NY | PRIMARY | 43.03 | -76.62
13833 | STANDARD | PORT CRANE | NY | PRIMARY | 42.16 | -75.83
12859 | STANDARD | PORTER CORNERS | NY | PRIMARY | 43.14 | -73.88
12974 | STANDARD | PORT HENRY | NY | PRIMARY | 44.04 | -73.46
12975 | PO BOX | PORT KENT | NY | PRIMARY | 44.53 | -73.42
13834 | STANDARD | PORTLANDVILLE | NY | PRIMARY | 42.53 | -74.96
13433 | STANDARD | PORT LEYDEN | NY | PRIMARY | 43.58 | -75.34
13676 | STANDARD | POTSDAM | NY | PRIMARY | 44.66 | -74.98
13699 | UNIQUE | POTSDAM | NY | PRIMARY | 44.66 | -74.98
12860 | STANDARD | POTTERSVILLE | NY | PRIMARY | 43.69 | -73.75
13141 | STANDARD | PREBLE | NY | PRIMARY | 42.73 | -76.14
13435 | PO BOX | PROSPECT | NY | PRIMARY | 43.3 | -75.15
13142 | STANDARD | PULASKI | NY | PRIMARY | 43.56 | -76.12
12861 | STANDARD | PUTNAM STATION | NY | PRIMARY | 43.75 | -73.41
13677 | PO BOX | PYRITES | NY | PRIMARY | 44.49 | -75.18
12141 | PO BOX | QUAKER STREET | NY | PRIMARY | 42.77 | -74.16
12976 | PO BOX | RAINBOW LAKE | NY | PRIMARY | 44.47 | -74.17
13436 | STANDARD | RAQUETTE LAKE | NY | PRIMARY | 43.81 | -74.65
12143 | STANDARD | RAVENA | NY | PRIMARY | 42.47 | -73.81
12977 | PO BOX | RAY BROOK | NY | PRIMARY | 44.3 | -74.08
13678 | PO BOX | RAYMONDVILLE | NY | PRIMARY | 44.83 | -74.97
13143 | STANDARD | RED CREEK | NY | PRIMARY | 43.24 | -76.72
13437 | STANDARD | REDFIELD | NY | PRIMARY | 43.59 | -75.81
12978 | STANDARD | REDFORD | NY | PRIMARY | 44.6 | -73.8
13679 | STANDARD | REDWOOD | NY | PRIMARY | 44.32 | -75.77
13438 | STANDARD | REMSEN | NY | PRIMARY | 43.32 | -75.18
12144 | STANDARD | RENSSELAER | NY | PRIMARY | 42.64 | -73.73
13680 | STANDARD | RENSSELAER FALLS | NY | PRIMARY | 44.59 | -75.32
12147 | STANDARD | RENSSELAERVILLE | NY | PRIMARY | 42.51 | -74.15
12148 | STANDARD | REXFORD | NY | PRIMARY | 42.84 | -73.85
13333 | STANDARD | EAST SPRINGFIELD | NY | PRIMARY | 42.83 | -74.8
13439 | STANDARD | RICHFIELD SPRINGS | NY | PRIMARY | 42.85 | -74.98
13784 | PO BOX | HARFORD | NY | PRIMARY | 42.42 | -76.22
13835 | STANDARD | RICHFORD | NY | PRIMARY | 42.35 | -76.2
13144 | STANDARD | RICHLAND | NY | PRIMARY | 43.57 | -75.97
12149 | STANDARD | RICHMONDVILLE | NY | PRIMARY | 42.63 | -74.56
13681 | STANDARD | RICHVILLE | NY | PRIMARY | 44.41 | -75.39
12862 | PO BOX | RIPARIUS | NY | PRIMARY | 43.73 | -73.55
12863 | STANDARD | ROCK CITY FALLS | NY | PRIMARY | 43.06 | -73.92
13682 | STANDARD | RODMAN | NY | PRIMARY | 43.81 | -75.81
13440 | STANDARD | ROME | NY | PRIMARY | 43.21 | -75.47
13441 | STANDARD | ROME | NY | PRIMARY | 43.21 | -75.47
13442 | PO BOX | ROME | NY | PRIMARY | 43.21 | -75.47
13449 | UNIQUE | ROME | NY | PRIMARY | 43.21 | -75.47
13683 | PO BOX | ROOSEVELTOWN | NY | PRIMARY | 44.96 | -74.73
12150 | STANDARD | ROTTERDAM JUNCTION | NY | PRIMARY | 42.87 | -74.04
12151 | STANDARD | ROUND LAKE | NY | PRIMARY | 42.93 | -73.79
12979 | STANDARD | ROUSES POINT | NY | PRIMARY | 44.99 | -73.36
13684 | STANDARD | RUSSELL | NY | PRIMARY | 44.36 | -75.04
12864 | PO BOX | SABAEL | NY | PRIMARY | 43.72 | -74.3
13685 | STANDARD | SACKETS HARBOR | NY | PRIMARY | 43.94 | -76.12
13452 | STANDARD | SAINT JOHNSVILLE | NY | PRIMARY | 43 | -74.67
12980 | STANDARD | SAINT REGIS FALLS | NY | PRIMARY | 44.49 | -74.53
12865 | STANDARD | SALEM | NY | PRIMARY | 43.17 | -73.32
13454 | STANDARD | SALISBURY CENTER | NY | PRIMARY | 43.23 | -74.79
12153 | STANDARD | SAND LAKE | NY | PRIMARY | 42.63 | -73.49
13145 | STANDARD | SANDY CREEK | NY | PRIMARY | 43.64 | -76.08
13455 | PO BOX | SANGERFIELD | NY | PRIMARY | 42.91 | -75.37
12981 | STANDARD | SARANAC | NY | PRIMARY | 44.67 | -73.82
12983 | STANDARD | SARANAC LAKE | NY | PRIMARY | 44.32 | -74.13
12866 | STANDARD | SARATOGA SPRINGS | NY | PRIMARY | 43.06 | -73.77
13456 | STANDARD | SAUQUOIT | NY | PRIMARY | 43 | -75.26
13146 | STANDARD | SAVANNAH | NY | PRIMARY | 43.09 | -76.75
12154 | STANDARD | SCHAGHTICOKE | NY | PRIMARY | 42.89 | -73.58
12008 | STANDARD | ALPLAUS | NY | PRIMARY | 42.85 | -73.9
12301 | PO BOX | SCHENECTADY | NY | PRIMARY | 42.8 | -73.92
12302 | STANDARD | SCHENECTADY | NY | PRIMARY | 42.8 | -73.92
12303 | STANDARD | SCHENECTADY | NY | PRIMARY | 42.8 | -73.92
12304 | STANDARD | SCHENECTADY | NY | PRIMARY | 42.8 | -73.92
12305 | STANDARD | SCHENECTADY | NY | PRIMARY | 42.8 | -73.92
12306 | STANDARD | SCHENECTADY | NY | PRIMARY | 42.8 | -73.92
12307 | STANDARD | SCHENECTADY | NY | PRIMARY | 42.8 | -73.92
12308 | STANDARD | SCHENECTADY | NY | PRIMARY | 42.8 | -73.92
12309 | STANDARD | SCHENECTADY | NY | PRIMARY | 42.8 | -73.92
12325 | PO BOX | SCHENECTADY | NY | PRIMARY | 42.8 | -73.92
12345 | UNIQUE | SCHENECTADY | NY | PRIMARY | 42.8 | -73.92
12155 | STANDARD | SCHENEVUS | NY | PRIMARY | 42.54 | -74.82
12156 | STANDARD | SCHODACK LANDING | NY | PRIMARY | 42.47 | -73.74
12157 | STANDARD | SCHOHARIE | NY | PRIMARY | 42.66 | -74.31
12870 | STANDARD | SCHROON LAKE | NY | PRIMARY | 43.83 | -73.73
12985 | STANDARD | SCHUYLER FALLS | NY | PRIMARY | 44.55 | -73.75
13457 | PO BOX | SCHUYLER LAKE | NY | PRIMARY | 42.78 | -75.02
12871 | STANDARD | SCHUYLERVILLE | NY | PRIMARY | 43.1 | -73.58
13147 | STANDARD | SCIPIO CENTER | NY | PRIMARY | 42.78 | -76.55
12158 | STANDARD | SELKIRK | NY | PRIMARY | 42.53 | -73.8
13148 | STANDARD | SENECA FALLS | NY | PRIMARY | 42.91 | -76.79
12872 | PO BOX | SEVERANCE | NY | PRIMARY | 43.88 | -73.72
13459 | STANDARD | SHARON SPRINGS | NY | PRIMARY | 42.79 | -74.61
13460 | STANDARD | SHERBURNE | NY | PRIMARY | 42.67 | -75.49
13461 | STANDARD | SHERRILL | NY | PRIMARY | 43.07 | -75.59
12873 | STANDARD | SHUSHAN | NY | PRIMARY | 43.12 | -73.3
13838 | STANDARD | SIDNEY | NY | PRIMARY | 42.31 | -75.39
13839 | STANDARD | SIDNEY CENTER | NY | PRIMARY | 42.29 | -75.25
12874 | STANDARD | SILVER BAY | NY | PRIMARY | 43.7 | -73.51
13152 | STANDARD | SKANEATELES | NY | PRIMARY | 42.94 | -76.42
13119 | PO BOX | MOTTVILLE | NY | PRIMARY | 42.97 | -76.44
13153 | PO BOX | SKANEATELES FALLS | NY | PRIMARY | 42.99 | -76.45
12159 | STANDARD | SLINGERLANDS | NY | PRIMARY | 42.64 | -73.88
12160 | STANDARD | SLOANSVILLE | NY | PRIMARY | 42.76 | -74.37
13841 | STANDARD | SMITHVILLE FLATS | NY | PRIMARY | 42.39 | -75.8
13464 | STANDARD | SMYRNA | NY | PRIMARY | 42.68 | -75.56
12161 | PO BOX | SOUTH BETHLEHEM | NY | PRIMARY | 42.61 | -73.84
13154 | PO BOX | SOUTH BUTLER | NY | PRIMARY | 43.23 | -76.81
13687 | STANDARD | SOUTH COLTON | NY | PRIMARY | 44.5 | -74.88
13842 | STANDARD | SOUTH KORTRIGHT | NY | PRIMARY | 42.37 | -74.72
13843 | STANDARD | SOUTH NEW BERLIN | NY | PRIMARY | 42.53 | -75.35
13155 | STANDARD | SOUTH OTSELIC | NY | PRIMARY | 42.65 | -75.78
13844 | STANDARD | SOUTH PLYMOUTH | NY | PRIMARY | 42.58 | -75.56
12164 | STANDARD | SPECULATOR | NY | PRIMARY | 43.58 | -74.38
12165 | STANDARD | SPENCERTOWN | NY | PRIMARY | 42.3 | -73.49
12166 | STANDARD | SPRAKERS | NY | PRIMARY | 42.83 | -74.45
13468 | STANDARD | SPRINGFIELD CENTER | NY | PRIMARY | 42.82 | -74.87
12167 | STANDARD | STAMFORD | NY | PRIMARY | 42.4 | -74.61
13670 | STANDARD | OSWEGATCHIE | NY | PRIMARY | 44.18 | -75.07
13690 | STANDARD | STAR LAKE | NY | PRIMARY | 44.16 | -75.03
12168 | STANDARD | STEPHENTOWN | NY | PRIMARY | 42.54 | -73.44
12169 | STANDARD | STEPHENTOWN | NY | PRIMARY | 42.54 | -73.44
13156 | STANDARD | STERLING | NY | PRIMARY | 43.32 | -76.64
12170 | STANDARD | STILLWATER | NY | PRIMARY | 42.95 | -73.64
13469 | STANDARD | STITTVILLE | NY | PRIMARY | 43.22 | -75.28
12878 | STANDARD | STONY CREEK | NY | PRIMARY | 43.42 | -74.03
12172 | PO BOX | STOTTVILLE | NY | PRIMARY | 42.28 | -73.75
13470 | STANDARD | STRATFORD | NY | PRIMARY | 43.18 | -74.68
12173 | STANDARD | STUYVESANT | NY | PRIMARY | 42.38 | -73.76
12174 | PO BOX | STUYVESANT FALLS | NY | PRIMARY | 42.34 | -73.75
12175 | STANDARD | SUMMIT | NY | PRIMARY | 42.58 | -74.58
13157 | PO BOX | SYLVAN BEACH | NY | PRIMARY | 43.19 | -75.73
13201 | PO BOX | SYRACUSE | NY | PRIMARY | 43.04 | -76.14
13202 | STANDARD | SYRACUSE | NY | PRIMARY | 43.04 | -76.14
13203 | STANDARD | SYRACUSE | NY | PRIMARY | 43.04 | -76.14
13204 | STANDARD | SYRACUSE | NY | PRIMARY | 43.04 | -76.14
13205 | STANDARD | SYRACUSE | NY | PRIMARY | 43.04 | -76.14
13206 | STANDARD | SYRACUSE | NY | PRIMARY | 43.04 | -76.14
13207 | STANDARD | SYRACUSE | NY | PRIMARY | 43.04 | -76.14
13208 | STANDARD | SYRACUSE | NY | PRIMARY | 43.04 | -76.14
13209 | STANDARD | SYRACUSE | NY | PRIMARY | 43.04 | -76.14
13210 | STANDARD | SYRACUSE | NY | PRIMARY | 43.04 | -76.14
13211 | STANDARD | SYRACUSE | NY | PRIMARY | 43.04 | -76.14
13212 | STANDARD | SYRACUSE | NY | PRIMARY | 43.04 | -76.14
13214 | STANDARD | SYRACUSE | NY | PRIMARY | 43.04 | -76.14
13215 | STANDARD | SYRACUSE | NY | PRIMARY | 43.04 | -76.14
13217 | PO BOX | SYRACUSE | NY | PRIMARY | 43.04 | -76.14
13218 | PO BOX | SYRACUSE | NY | PRIMARY | 43.04 | -76.14
13219 | STANDARD | SYRACUSE | NY | PRIMARY | 43.04 | -76.14
13220 | PO BOX | SYRACUSE | NY | PRIMARY | 43.04 | -76.14
13221 | PO BOX | SYRACUSE | NY | PRIMARY | 43.04 | -76.14
13224 | STANDARD | SYRACUSE | NY | PRIMARY | 43.04 | -76.14
13225 | UNIQUE | SYRACUSE | NY | PRIMARY | 43.04 | -76.14
13235 | PO BOX | SYRACUSE | NY | PRIMARY | 43.04 | -76.13
13244 | UNIQUE | SYRACUSE | NY | PRIMARY | 43.04 | -76.14
13250 | UNIQUE | SYRACUSE | NY | PRIMARY | 43.04 | -76.14
13251 | UNIQUE | SYRACUSE | NY | PRIMARY | 43.04 | -76.14
13252 | UNIQUE | SYRACUSE | NY | PRIMARY | 43.04 | -76.14
13261 | PO BOX | SYRACUSE | NY | PRIMARY | 43.04 | -76.14
13290 | STANDARD | SYRACUSE | NY | PRIMARY | 43.04 | -76.14
13471 | STANDARD | TABERG | NY | PRIMARY | 43.3 | -75.61
13675 | STANDARD | PLESSIS | NY | PRIMARY | 44.27 | -75.84
13691 | STANDARD | THERESA | NY | PRIMARY | 44.21 | -75.79
13693 | STANDARD | THREE MILE BAY | NY | PRIMARY | 43.99 | -76.25
12858 | STANDARD | PARADOX | NY | PRIMARY | 43.9 | -73.63
12883 | STANDARD | TICONDEROGA | NY | PRIMARY | 43.84 | -73.42
13845 | PO BOX | TIOGA CENTER | NY | PRIMARY | 42.05 | -76.34
12177 | PO BOX | TRIBES HILL | NY | PRIMARY | 42.94 | -74.3
13847 | PO BOX | TROUT CREEK | NY | PRIMARY | 42.2 | -75.27
12180 | STANDARD | TROY | NY | PRIMARY | 42.73 | -73.67
12181 | PO BOX | TROY | NY | PRIMARY | 42.73 | -73.67
12182 | STANDARD | TROY | NY | PRIMARY | 42.73 | -73.67
12183 | STANDARD | TROY | NY | PRIMARY | 42.73 | -73.67
13056 | PO BOX | EAST HOMER | NY | PRIMARY | 42.66 | -76.1
13158 | STANDARD | TRUXTON | NY | PRIMARY | 42.71 | -76.02
13159 | STANDARD | TULLY | NY | PRIMARY | 42.79 | -76.1
13848 | PO BOX | TUNNEL | NY | PRIMARY | 42.21 | -75.72
12986 | STANDARD | TUPPER LAKE | NY | PRIMARY | 44.23 | -74.46
13473 | STANDARD | TURIN | NY | PRIMARY | 43.62 | -75.4
13849 | STANDARD | UNADILLA | NY | PRIMARY | 42.32 | -75.31
13160 | STANDARD | UNION SPRINGS | NY | PRIMARY | 42.84 | -76.69
12987 | STANDARD | UPPER JAY | NY | PRIMARY | 44.33 | -73.78
13501 | STANDARD | UTICA | NY | PRIMARY | 43.1 | -75.23
13502 | STANDARD | UTICA | NY | PRIMARY | 43.1 | -75.23
13503 | PO BOX | UTICA | NY | PRIMARY | 43.1 | -75.23
13504 | PO BOX | UTICA | NY | PRIMARY | 43.1 | -75.23
13505 | PO BOX | UTICA | NY | PRIMARY | 43.1 | -75.23
13599 | UNIQUE | UTICA | NY | PRIMARY | 43.1 | -75.23
12184 | STANDARD | VALATIE | NY | PRIMARY | 42.41 | -73.67
12185 | STANDARD | VALLEY FALLS | NY | PRIMARY | 42.9 | -73.56
13475 | STANDARD | VAN HORNESVILLE | NY | PRIMARY | 42.88 | -74.82
12989 | STANDARD | VERMONTVILLE | NY | PRIMARY | 44.52 | -74.09
13476 | STANDARD | VERNON | NY | PRIMARY | 43.07 | -75.53
13477 | STANDARD | VERNON CENTER | NY | PRIMARY | 43.05 | -75.5
13478 | STANDARD | VERONA | NY | PRIMARY | 43.13 | -75.57
13162 | PO BOX | VERONA BEACH | NY | PRIMARY | 43.19 | -75.72
13850 | STANDARD | VESTAL | NY | PRIMARY | 42.08 | -76.05
13851 | PO BOX | VESTAL | NY | PRIMARY | 42.08 | -76.05
12884 | PO BOX | VICTORY MILLS | NY | PRIMARY | 43.07 | -73.64
12186 | STANDARD | VOORHEESVILLE | NY | PRIMARY | 42.64 | -73.93
13694 | STANDARD | WADDINGTON | NY | PRIMARY | 44.85 | -75.19
13856 | STANDARD | WALTON | NY | PRIMARY | 42.16 | -75.13
13163 | PO BOX | WAMPSVILLE | NY | PRIMARY | 43.07 | -75.7
13695 | PO BOX | WANAKENA | NY | PRIMARY | 44.13 | -74.92
13164 | STANDARD | WARNERS | NY | PRIMARY | 43.08 | -76.32
12187 | STANDARD | WARNERVILLE | NY | PRIMARY | 42.61 | -74.47
12885 | STANDARD | WARRENSBURG | NY | PRIMARY | 43.5 | -73.77
13479 | PO BOX | WASHINGTON MILLS | NY | PRIMARY | 43.05 | -75.27
12188 | STANDARD | WATERFORD | NY | PRIMARY | 42.79 | -73.67
13165 | STANDARD | WATERLOO | NY | PRIMARY | 42.9 | -76.86
13601 | STANDARD | WATERTOWN | NY | PRIMARY | 43.97 | -75.91
13602 | STANDARD | FORT DRUM | NY | PRIMARY | 44.05 | -75.77
13603 | STANDARD | WATERTOWN | NY | PRIMARY | 43.97 | -75.91
13480 | STANDARD | WATERVILLE | NY | PRIMARY | 42.93 | -75.38
12189 | STANDARD | WATERVLIET | NY | PRIMARY | 42.72 | -73.7
13166 | STANDARD | WEEDSPORT | NY | PRIMARY | 43.04 | -76.56
12190 | STANDARD | WELLS | NY | PRIMARY | 43.39 | -74.29
13859 | STANDARD | WELLS BRIDGE | NY | PRIMARY | 42.36 | -75.24
13482 | STANDARD | WEST BURLINGTON | NY | PRIMARY | 42.69 | -75.19
12992 | STANDARD | WEST CHAZY | NY | PRIMARY | 44.79 | -73.52
13483 | STANDARD | WESTDALE | NY | PRIMARY | 43.38 | -75.81
13860 | PO BOX | WEST DAVENPORT | NY | PRIMARY | 42.43 | -74.97
13484 | PO BOX | WEST EATON | NY | PRIMARY | 42.85 | -75.65
13485 | STANDARD | WEST EDMESTON | NY | PRIMARY | 42.78 | -75.31
12055 | STANDARD | DORMANSVILLE | NY | PRIMARY | 42.43 | -74.19
12193 | STANDARD | WESTERLO | NY | PRIMARY | 42.51 | -74.04
13486 | STANDARD | WESTERNVILLE | NY | PRIMARY | 43.3 | -75.38
13488 | STANDARD | WESTFORD | NY | PRIMARY | 42.65 | -74.79
12194 | STANDARD | WEST FULTON | NY | PRIMARY | 42.53 | -74.45
12195 | PO BOX | WEST LEBANON | NY | PRIMARY | 42.49 | -73.45
13489 | STANDARD | WEST LEYDEN | NY | PRIMARY | 43.46 | -75.52
13167 | STANDARD | WEST MONROE | NY | PRIMARY | 43.29 | -76.07
13490 | STANDARD | WESTMORELAND | NY | PRIMARY | 43.11 | -75.4
13861 | STANDARD | WEST ONEONTA | NY | PRIMARY | 42.44 | -75.11
12993 | STANDARD | WESTPORT | NY | PRIMARY | 44.17 | -73.43
12196 | STANDARD | WEST SAND LAKE | NY | PRIMARY | 42.63 | -73.6
13696 | STANDARD | WEST STOCKHOLM | NY | PRIMARY | 44.73 | -74.88
13491 | STANDARD | WEST WINFIELD | NY | PRIMARY | 42.88 | -75.19
12886 | STANDARD | WEVERTOWN | NY | PRIMARY | 43.64 | -73.92
12887 | STANDARD | WHITEHALL | NY | PRIMARY | 43.56 | -73.41
13492 | STANDARD | WHITESBORO | NY | PRIMARY | 43.12 | -75.29
13862 | STANDARD | WHITNEY POINT | NY | PRIMARY | 42.33 | -75.96
13863 | STANDARD | WILLET | NY | PRIMARY | 42.46 | -75.91
13493 | STANDARD | WILLIAMSTOWN | NY | PRIMARY | 43.42 | -75.88
12996 | STANDARD | WILLSBORO | NY | PRIMARY | 44.37 | -73.4
13864 | STANDARD | WILLSEYVILLE | NY | PRIMARY | 42.29 | -76.37
12997 | STANDARD | WILMINGTON | NY | PRIMARY | 44.38 | -73.82
13865 | STANDARD | WINDSOR | NY | PRIMARY | 42.07 | -75.64
13697 | STANDARD | WINTHROP | NY | PRIMARY | 44.74 | -74.8
13494 | STANDARD | WOODGATE | NY | PRIMARY | 43.52 | -75.15
12197 | STANDARD | WORCESTER | NY | PRIMARY | 42.59 | -74.75
12198 | STANDARD | WYNANTSKILL | NY | PRIMARY | 42.68 | -73.63
13495 | STANDARD | YORKVILLE | NY | PRIMARY | 43.11 | -75.27
19701 | STANDARD | BEAR | DE | PRIMARY | 39.58 | -75.68
19930 | STANDARD | BETHANY BEACH | DE | PRIMARY | 38.53 | -75.06
19931 | STANDARD | BETHEL | DE | PRIMARY | 38.57 | -75.61
19933 | STANDARD | BRIDGEVILLE | DE | PRIMARY | 38.74 | -75.6
19934 | STANDARD | CAMDEN WYOMING | DE | PRIMARY | 39.08 | -75.62
19936 | PO BOX | CHESWOLD | DE | PRIMARY | 39.21 | -75.58
19703 | STANDARD | CLAYMONT | DE | PRIMARY | 39.8 | -75.45
19938 | STANDARD | CLAYTON | DE | PRIMARY | 39.29 | -75.63
19939 | STANDARD | DAGSBORO | DE | PRIMARY | 38.54 | -75.24
19706 | PO BOX | DELAWARE CITY | DE | PRIMARY | 39.57 | -75.6
19940 | STANDARD | DELMAR | DE | PRIMARY | 38.46 | -75.57
19901 | STANDARD | DOVER | DE | PRIMARY | 39.15 | -75.51
19902 | STANDARD | DOVER AFB | DE | PRIMARY | 39.11 | -75.46
19903 | PO BOX | DOVER | DE | PRIMARY | 39.15 | -75.51
19904 | STANDARD | DOVER | DE | PRIMARY | 39.15 | -75.51
19905 | PO BOX | DOVER | DE | PRIMARY | 39.15 | -75.51
19906 | STANDARD | DOVER | DE | PRIMARY | 39.15 | -75.54
19941 | STANDARD | ELLENDALE | DE | PRIMARY | 38.8 | -75.42
19943 | STANDARD | FELTON | DE | PRIMARY | 39 | -75.57
19945 | STANDARD | FRANKFORD | DE | PRIMARY | 38.52 | -75.23
19946 | STANDARD | FREDERICA | DE | PRIMARY | 39 | -75.46
19947 | STANDARD | GEORGETOWN | DE | PRIMARY | 38.69 | -75.38
19950 | STANDARD | GREENWOOD | DE | PRIMARY | 38.8 | -75.59
19951 | STANDARD | HARBESON | DE | PRIMARY | 38.67 | -75.23
19952 | STANDARD | HARRINGTON | DE | PRIMARY | 38.92 | -75.57
19953 | STANDARD | HARTLY | DE | PRIMARY | 39.16 | -75.71
19707 | STANDARD | HOCKESSIN | DE | PRIMARY | 39.78 | -75.68
19954 | STANDARD | HOUSTON | DE | PRIMARY | 38.91 | -75.5
19955 | PO BOX | KENTON | DE | PRIMARY | 39.22 | -75.66
19708 | PO BOX | KIRKWOOD | DE | PRIMARY | 39.57 | -75.63
19956 | STANDARD | LAUREL | DE | PRIMARY | 38.55 | -75.57
19958 | STANDARD | LEWES | DE | PRIMARY | 38.76 | -75.17
19960 | STANDARD | LINCOLN | DE | PRIMARY | 38.86 | -75.36
19961 | PO BOX | LITTLE CREEK | DE | PRIMARY | 39.16 | -75.44
19962 | STANDARD | MAGNOLIA | DE | PRIMARY | 39.06 | -75.47
19709 | STANDARD | MIDDLETOWN | DE | PRIMARY | 39.45 | -75.71
19963 | STANDARD | MILFORD | DE | PRIMARY | 38.91 | -75.43
19966 | STANDARD | MILLSBORO | DE | PRIMARY | 38.58 | -75.29
19968 | STANDARD | MILTON | DE | PRIMARY | 38.77 | -75.31
19710 | PO BOX | MONTCHANIN | DE | PRIMARY | 39.79 | -75.54
19969 | PO BOX | NASSAU | DE | PRIMARY | 38.74 | -75.18
19702 | STANDARD | NEWARK | DE | PRIMARY | 39.67 | -75.75
19711 | STANDARD | NEWARK | DE | PRIMARY | 39.67 | -75.75
19712 | UNIQUE | NEWARK | DE | PRIMARY | 39.67 | -75.75
19713 | STANDARD | NEWARK | DE | PRIMARY | 39.67 | -75.75
19714 | PO BOX | NEWARK | DE | PRIMARY | 39.67 | -75.75
19715 | PO BOX | NEWARK | DE | PRIMARY | 39.67 | -75.75
19716 | STANDARD | NEWARK | DE | PRIMARY | 39.67 | -75.75
19717 | STANDARD | NEWARK | DE | PRIMARY | 39.67 | -75.75
19718 | UNIQUE | NEWARK | DE | PRIMARY | 39.67 | -75.75
19725 | UNIQUE | NEWARK | DE | PRIMARY | 39.67 | -75.75
19726 | UNIQUE | NEWARK | DE | PRIMARY | 39.67 | -75.75
19720 | STANDARD | NEW CASTLE | DE | PRIMARY | 39.66 | -75.57
19721 | UNIQUE | NEW CASTLE | DE | PRIMARY | 39.66 | -75.57
19967 | STANDARD | MILLVILLE | DE | PRIMARY | 38.54 | -75.11
19970 | STANDARD | OCEAN VIEW | DE | PRIMARY | 38.54 | -75.09
19730 | PO BOX | ODESSA | DE | PRIMARY | 39.45 | -75.66
19731 | PO BOX | PORT PENN | DE | PRIMARY | 39.47 | -75.66
19971 | STANDARD | REHOBOTH BEACH | DE | PRIMARY | 38.7 | -75.09
19732 | PO BOX | ROCKLAND | DE | PRIMARY | 39.8 | -75.61
19733 | PO BOX | SAINT GEORGES | DE | PRIMARY | 39.57 | -75.63
19973 | STANDARD | SEAFORD | DE | PRIMARY | 38.64 | -75.61
19944 | STANDARD | FENWICK ISLAND | DE | PRIMARY | 38.46 | -75.05
19975 | STANDARD | SELBYVILLE | DE | PRIMARY | 38.45 | -75.22
19977 | STANDARD | SMYRNA | DE | PRIMARY | 39.29 | -75.6
19734 | STANDARD | TOWNSEND | DE | PRIMARY | 39.39 | -75.69
19979 | STANDARD | VIOLA | DE | PRIMARY | 39.04 | -75.57
19735 | STANDARD | WINTERTHUR | DE | PRIMARY | 39.79 | -75.61
19801 | STANDARD | WILMINGTON | DE | PRIMARY | 39.73 | -75.53
19802 | STANDARD | WILMINGTON | DE | PRIMARY | 39.73 | -75.53
19803 | STANDARD | WILMINGTON | DE | PRIMARY | 39.73 | -75.53
19804 | STANDARD | WILMINGTON | DE | PRIMARY | 39.73 | -75.53
19805 | STANDARD | WILMINGTON | DE | PRIMARY | 39.73 | -75.53
19806 | STANDARD | WILMINGTON | DE | PRIMARY | 39.73 | -75.53
19807 | STANDARD | WILMINGTON | DE | PRIMARY | 39.73 | -75.53
19808 | STANDARD | WILMINGTON | DE | PRIMARY | 39.73 | -75.53
19809 | STANDARD | WILMINGTON | DE | PRIMARY | 39.73 | -75.53
19810 | STANDARD | WILMINGTON | DE | PRIMARY | 39.73 | -75.53
19850 | PO BOX | WILMINGTON | DE | PRIMARY | 39.73 | -75.53
19880 | PO BOX | WILMINGTON | DE | PRIMARY | 39.73 | -75.53
19884 | UNIQUE | WILMINGTON | DE | PRIMARY | 39.73 | -75.53
19885 | UNIQUE | WILMINGTON | DE | PRIMARY | 39.73 | -75.53
19886 | UNIQUE | WILMINGTON | DE | PRIMARY | 39.73 | -75.53
19890 | UNIQUE | WILMINGTON | DE | PRIMARY | 39.73 | -75.53
19891 | UNIQUE | WILMINGTON | DE | PRIMARY | 39.73 | -75.53
19892 | UNIQUE | WILMINGTON | DE | PRIMARY | 39.73 | -75.53
19893 | UNIQUE | WILMINGTON | DE | PRIMARY | 39.73 | -75.53
19894 | UNIQUE | WILMINGTON | DE | PRIMARY | 39.73 | -75.53
19895 | UNIQUE | WILMINGTON | DE | PRIMARY | 39.73 | -75.53
19896 | UNIQUE | WILMINGTON | DE | PRIMARY | 39.73 | -75.53
19897 | UNIQUE | WILMINGTON | DE | PRIMARY | 39.73 | -75.53
19898 | UNIQUE | WILMINGTON | DE | PRIMARY | 39.73 | -75.53
19899 | PO BOX | WILMINGTON | DE | PRIMARY | 39.73 | -75.53
19980 | PO BOX | WOODSIDE | DE | PRIMARY | 39.07 | -75.56
19736 | STANDARD | YORKLYN | DE | PRIMARY | 39.78 | -75.65
19964 | STANDARD | MARYDEL | DE | PRIMARY | 39.09 | -75.72
8201 | STANDARD | ABSECON | NJ | PRIMARY | 39.42 | -74.49
8205 | STANDARD | ABSECON | NJ | PRIMARY | 39.48 | -74.47
7710 | PO BOX | ADELPHIA | NJ | PRIMARY | 40.21 | -74.25
7711 | STANDARD | ALLENHURST | NJ | PRIMARY | 40.23 | -74
8501 | STANDARD | ALLENTOWN | NJ | PRIMARY | 40.17 | -74.58
8720 | PO BOX | ALLENWOOD | NJ | PRIMARY | 40.13 | -74.09
8001 | PO BOX | ALLOWAY | NJ | PRIMARY | 39.56 | -75.34
7712 | STANDARD | ASBURY PARK | NJ | PRIMARY | 40.22 | -74.01
8004 | STANDARD | ATCO | NJ | PRIMARY | 39.76 | -74.85
8401 | STANDARD | ATLANTIC CITY | NJ | PRIMARY | 39.36 | -74.42
8402 | STANDARD | MARGATE CITY | NJ | PRIMARY | 39.33 | -74.5
8403 | STANDARD | LONGPORT | NJ | PRIMARY | 39.31 | -74.52
8404 | PO BOX | ATLANTIC CITY | NJ | PRIMARY | 39.36 | -74.42
8405 | UNIQUE | ATLANTIC CITY | NJ | PRIMARY | 39.36 | -74.42
8406 | STANDARD | VENTNOR CITY | NJ | PRIMARY | 39.34 | -74.48
7716 | STANDARD | ATLANTIC HIGHLANDS | NJ | PRIMARY | 40.4 | -74.03
8202 | STANDARD | AVALON | NJ | PRIMARY | 39.09 | -74.73
7717 | STANDARD | AVON BY THE SEA | NJ | PRIMARY | 40.19 | -74.01
8005 | STANDARD | BARNEGAT | NJ | PRIMARY | 39.75 | -74.22
8006 | PO BOX | BARNEGAT LIGHT | NJ | PRIMARY | 39.75 | -74.11
8007 | STANDARD | BARRINGTON | NJ | PRIMARY | 39.87 | -75.05
8721 | STANDARD | BAYVILLE | NJ | PRIMARY | 39.91 | -74.21
8008 | STANDARD | BEACH HAVEN | NJ | PRIMARY | 39.55 | -74.24
8722 | STANDARD | BEACHWOOD | NJ | PRIMARY | 39.92 | -74.2
7718 | STANDARD | BELFORD | NJ | PRIMARY | 40.41 | -74.08
8502 | STANDARD | BELLE MEAD | NJ | PRIMARY | 40.46 | -74.64
7715 | UNIQUE | BELMAR | NJ | PRIMARY | 40.17 | -74.02
7719 | STANDARD | BELMAR | NJ | PRIMARY | 40.17 | -74.02
8009 | STANDARD | BERLIN | NJ | PRIMARY | 39.79 | -74.93
8010 | STANDARD | BEVERLY | NJ | PRIMARY | 40.06 | -74.92
8011 | PO BOX | BIRMINGHAM | NJ | PRIMARY | 39.92 | -74.53
8012 | STANDARD | BLACKWOOD | NJ | PRIMARY | 39.79 | -75.06
8504 | PO BOX | BLAWENBURG | NJ | PRIMARY | 40.4 | -74.7
8505 | STANDARD | BORDENTOWN | NJ | PRIMARY | 40.14 | -74.7
7720 | STANDARD | BRADLEY BEACH | NJ | PRIMARY | 40.2 | -74.01
8723 | STANDARD | BRICK | NJ | PRIMARY | 40.06 | -74.11
8724 | STANDARD | BRICK | NJ | PRIMARY | 40.06 | -74.11
8014 | STANDARD | BRIDGEPORT | NJ | PRIMARY | 39.8 | -75.34
8302 | STANDARD | BRIDGETON | NJ | PRIMARY | 39.42 | -75.22
8730 | STANDARD | BRIELLE | NJ | PRIMARY | 40.1 | -74.06
8203 | STANDARD | BRIGANTINE | NJ | PRIMARY | 39.41 | -74.36
8015 | STANDARD | BROWNS MILLS | NJ | PRIMARY | 39.95 | -74.55
8310 | STANDARD | BUENA | NJ | PRIMARY | 39.52 | -74.94
8016 | STANDARD | BURLINGTON | NJ | PRIMARY | 40.07 | -74.85
8101 | PO BOX | CAMDEN | NJ | PRIMARY | 39.93 | -75.1
8102 | STANDARD | CAMDEN | NJ | PRIMARY | 39.93 | -75.1
8103 | STANDARD | CAMDEN | NJ | PRIMARY | 39.93 | -75.1
8104 | STANDARD | CAMDEN | NJ | PRIMARY | 39.93 | -75.1
8105 | STANDARD | CAMDEN | NJ | PRIMARY | 39.93 | -75.1
8106 | STANDARD | AUDUBON | NJ | PRIMARY | 39.88 | -75.07
8107 | STANDARD | OAKLYN | NJ | PRIMARY | 39.9 | -75.08
8108 | STANDARD | COLLINGSWOOD | NJ | PRIMARY | 39.91 | -75.07
8109 | STANDARD | MERCHANTVILLE | NJ | PRIMARY | 39.94 | -75.05
8110 | STANDARD | PENNSAUKEN | NJ | PRIMARY | 39.96 | -75.05
8204 | STANDARD | CAPE MAY | NJ | PRIMARY | 38.94 | -74.9
8210 | STANDARD | CAPE MAY COURT HOUSE | NJ | PRIMARY | 39.07 | -74.82
8212 | PO BOX | CAPE MAY POINT | NJ | PRIMARY | 38.93 | -74.96
8018 | PO BOX | CEDAR BROOK | NJ | PRIMARY | 39.72 | -74.9
8311 | STANDARD | CEDARVILLE | NJ | PRIMARY | 39.32 | -75.2
8019 | STANDARD | CHATSWORTH | NJ | PRIMARY | 39.75 | -74.46
8002 | STANDARD | CHERRY HILL | NJ | PRIMARY | 39.9 | -74.99
8003 | STANDARD | CHERRY HILL | NJ | PRIMARY | 39.9 | -74.99
8034 | STANDARD | CHERRY HILL | NJ | PRIMARY | 39.9 | -74.99
8020 | STANDARD | CLARKSBORO | NJ | PRIMARY | 39.8 | -75.22
8510 | STANDARD | MILLSTONE TOWNSHIP | NJ | PRIMARY | 40.19 | -74.42
8526 | PO BOX | IMLAYSTOWN | NJ | PRIMARY | 40.16 | -74.49
8312 | STANDARD | CLAYTON | NJ | PRIMARY | 39.65 | -75.08
8021 | STANDARD | CLEMENTON | NJ | PRIMARY | 39.8 | -74.98
7721 | STANDARD | CLIFFWOOD | NJ | PRIMARY | 40.43 | -74.23
8213 | PO BOX | COLOGNE | NJ | PRIMARY | 39.51 | -74.56
7722 | STANDARD | COLTS NECK | NJ | PRIMARY | 40.28 | -74.16
8022 | STANDARD | COLUMBUS | NJ | PRIMARY | 40.06 | -74.68
8511 | STANDARD | COOKSTOWN | NJ | PRIMARY | 40.04 | -74.55
8512 | STANDARD | CRANBURY | NJ | PRIMARY | 40.31 | -74.51
8514 | STANDARD | CREAM RIDGE | NJ | PRIMARY | 40.14 | -74.49
8515 | STANDARD | CHESTERFIELD | NJ | PRIMARY | 40.15 | -74.66
7723 | STANDARD | DEAL | NJ | PRIMARY | 40.24 | -73.99
8023 | PO BOX | DEEPWATER | NJ | PRIMARY | 39.62 | -75.51
8313 | PO BOX | DEERFIELD STREET | NJ | PRIMARY | 39.49 | -75.21
8314 | STANDARD | DELMONT | NJ | PRIMARY | 39.2 | -74.97
8214 | PO BOX | DENNISVILLE | NJ | PRIMARY | 39.22 | -74.85
8315 | PO BOX | DIVIDING CREEK | NJ | PRIMARY | 39.22 | -75.13
8316 | PO BOX | DORCHESTER | NJ | PRIMARY | 39.28 | -74.94
8317 | STANDARD | DOROTHY | NJ | PRIMARY | 39.4 | -74.82
7724 | STANDARD | EATONTOWN | NJ | PRIMARY | 40.29 | -74.05
7799 | STANDARD | EATONTOWN | NJ | PRIMARY | 40.29 | -74.05
8215 | STANDARD | EGG HARBOR CITY | NJ | PRIMARY | 39.56 | -74.59
8318 | STANDARD | ELMER | NJ | PRIMARY | 39.59 | -75.17
8217 | PO BOX | ELWOOD | NJ | PRIMARY | 39.6 | -74.68
7726 | STANDARD | ENGLISHTOWN | NJ | PRIMARY | 40.29 | -74.36
8319 | STANDARD | ESTELL MANOR | NJ | PRIMARY | 39.35 | -74.77
8025 | PO BOX | EWAN | NJ | PRIMARY | 39.71 | -75.23
8320 | PO BOX | FAIRTON | NJ | PRIMARY | 39.37 | -75.21
7727 | STANDARD | FARMINGDALE | NJ | PRIMARY | 40.19 | -74.17
8518 | STANDARD | FLORENCE | NJ | PRIMARY | 40.11 | -74.8
8731 | STANDARD | FORKED RIVER | NJ | PRIMARY | 39.84 | -74.19
8321 | PO BOX | FORTESCUE | NJ | PRIMARY | 39.22 | -75.13
8322 | STANDARD | FRANKLINVILLE | NJ | PRIMARY | 39.61 | -75.02
7728 | STANDARD | FREEHOLD | NJ | PRIMARY | 40.25 | -74.27
8026 | STANDARD | GIBBSBORO | NJ | PRIMARY | 39.83 | -74.96
8027 | STANDARD | GIBBSTOWN | NJ | PRIMARY | 39.82 | -75.27
8028 | STANDARD | GLASSBORO | NJ | PRIMARY | 39.7 | -75.11
8029 | STANDARD | GLENDORA | NJ | PRIMARY | 39.84 | -75.06
8030 | STANDARD | GLOUCESTER CITY | NJ | PRIMARY | 39.89 | -75.11
8218 | PO BOX | GOSHEN | NJ | PRIMARY | 39.11 | -74.86
8219 | PO BOX | GREEN CREEK | NJ | PRIMARY | 39.04 | -74.91
8323 | STANDARD | GREENWICH | NJ | PRIMARY | 39.39 | -75.36
8032 | STANDARD | GRENLOCH | NJ | PRIMARY | 39.77 | -75.05
8033 | STANDARD | HADDONFIELD | NJ | PRIMARY | 39.89 | -75.03
8035 | STANDARD | HADDON HEIGHTS | NJ | PRIMARY | 39.87 | -75.06
8036 | STANDARD | HAINESPORT | NJ | PRIMARY | 39.98 | -74.82
8037 | STANDARD | HAMMONTON | NJ | PRIMARY | 39.65 | -74.77
8038 | PO BOX | HANCOCKS BRIDGE | NJ | PRIMARY | 39.47 | -75.45
8039 | PO BOX | HARRISONVILLE | NJ | PRIMARY | 39.73 | -75.32
7730 | STANDARD | HAZLET | NJ | PRIMARY | 40.42 | -74.17
8324 | STANDARD | HEISLERVILLE | NJ | PRIMARY | 39.24 | -74.99
7732 | STANDARD | HIGHLANDS | NJ | PRIMARY | 40.4 | -73.99
8520 | STANDARD | HIGHTSTOWN | NJ | PRIMARY | 40.26 | -74.52
7733 | STANDARD | HOLMDEL | NJ | PRIMARY | 40.37 | -74.17
8525 | STANDARD | HOPEWELL | NJ | PRIMARY | 40.38 | -74.76
7731 | STANDARD | HOWELL | NJ | PRIMARY | 40.14 | -74.19
8732 | PO BOX | ISLAND HEIGHTS | NJ | PRIMARY | 39.94 | -74.14
8527 | STANDARD | JACKSON | NJ | PRIMARY | 40.1 | -74.35
8041 | STANDARD | JOBSTOWN | NJ | PRIMARY | 40.03 | -74.68
8042 | PO BOX | JULIUSTOWN | NJ | PRIMARY | 39.95 | -74.66
7734 | STANDARD | KEANSBURG | NJ | PRIMARY | 40.44 | -74.13
7735 | STANDARD | KEYPORT | NJ | PRIMARY | 40.43 | -74.2
8528 | STANDARD | KINGSTON | NJ | PRIMARY | 40.37 | -74.6
8043 | STANDARD | VOORHEES | NJ | PRIMARY | 39.84 | -74.95
8733 | STANDARD | LAKEHURST | NJ | PRIMARY | 40.01 | -74.32
8759 | STANDARD | MANCHESTER TOWNSHIP | NJ | PRIMARY | 39.93 | -74.39
8701 | STANDARD | LAKEWOOD | NJ | PRIMARY | 40.09 | -74.21
8530 | STANDARD | LAMBERTVILLE | NJ | PRIMARY | 40.36 | -74.94
8326 | STANDARD | LANDISVILLE | NJ | PRIMARY | 39.52 | -74.93
8734 | STANDARD | LANOKA HARBOR | NJ | PRIMARY | 39.86 | -74.16
8735 | STANDARD | LAVALLETTE | NJ | PRIMARY | 39.96 | -74.06
8045 | STANDARD | LAWNSIDE | NJ | PRIMARY | 39.86 | -75.03
8220 | PO BOX | LEEDS POINT | NJ | PRIMARY | 39.49 | -74.43
8327 | STANDARD | LEESBURG | NJ | PRIMARY | 39.23 | -75
7737 | STANDARD | LEONARDO | NJ | PRIMARY | 40.41 | -74.06
7738 | STANDARD | LINCROFT | NJ | PRIMARY | 40.34 | -74.12
8221 | STANDARD | LINWOOD | NJ | PRIMARY | 39.34 | -74.57
7739 | STANDARD | LITTLE SILVER | NJ | PRIMARY | 40.33 | -74.03
7740 | STANDARD | LONG BRANCH | NJ | PRIMARY | 40.29 | -73.98
8048 | STANDARD | LUMBERTON | NJ | PRIMARY | 39.96 | -74.8
8049 | STANDARD | MAGNOLIA | NJ | PRIMARY | 39.85 | -75.03
8328 | STANDARD | MALAGA | NJ | PRIMARY | 39.57 | -75.06
8050 | STANDARD | MANAHAWKIN | NJ | PRIMARY | 39.69 | -74.25
8736 | STANDARD | MANASQUAN | NJ | PRIMARY | 40.11 | -74.03
8738 | STANDARD | MANTOLOKING | NJ | PRIMARY | 40.04 | -74.04
8051 | STANDARD | MANTUA | NJ | PRIMARY | 39.78 | -75.17
8052 | STANDARD | MAPLE SHADE | NJ | PRIMARY | 39.95 | -74.99
7746 | STANDARD | MARLBORO | NJ | PRIMARY | 40.31 | -74.25
8053 | STANDARD | MARLTON | NJ | PRIMARY | 39.9 | -74.92
8223 | STANDARD | MARMORA | NJ | PRIMARY | 39.26 | -74.66
7747 | STANDARD | MATAWAN | NJ | PRIMARY | 40.41 | -74.23
8329 | PO BOX | MAURICETOWN | NJ | PRIMARY | 39.26 | -74.97
8330 | STANDARD | MAYS LANDING | NJ | PRIMARY | 39.45 | -74.72
8055 | STANDARD | MEDFORD | NJ | PRIMARY | 39.86 | -74.82
8056 | STANDARD | MICKLETON | NJ | PRIMARY | 39.78 | -75.25
7748 | STANDARD | MIDDLETOWN | NJ | PRIMARY | 40.39 | -74.11
8332 | STANDARD | MILLVILLE | NJ | PRIMARY | 39.39 | -75.05
8340 | STANDARD | MILMAY | NJ | PRIMARY | 39.44 | -74.86
8341 | STANDARD | MINOTOLA | NJ | PRIMARY | 39.51 | -74.94
8342 | PO BOX | MIZPAH | NJ | PRIMARY | 39.46 | -74.72
7750 | STANDARD | MONMOUTH BEACH | NJ | PRIMARY | 40.33 | -73.98
8343 | STANDARD | MONROEVILLE | NJ | PRIMARY | 39.64 | -75.16
8057 | STANDARD | MOORESTOWN | NJ | PRIMARY | 39.97 | -74.94
7751 | STANDARD | MORGANVILLE | NJ | PRIMARY | 40.36 | -74.25
8059 | STANDARD | MOUNT EPHRAIM | NJ | PRIMARY | 39.88 | -75.09
8060 | STANDARD | MOUNT HOLLY | NJ | PRIMARY | 39.99 | -74.78
8054 | STANDARD | MOUNT LAUREL | NJ | PRIMARY | 39.94 | -74.9
8061 | STANDARD | MOUNT ROYAL | NJ | PRIMARY | 39.81 | -75.2
8062 | STANDARD | MULLICA HILL | NJ | PRIMARY | 39.73 | -75.22
8063 | STANDARD | NATIONAL PARK | NJ | PRIMARY | 39.86 | -75.18
7752 | PO BOX | NAVESINK | NJ | PRIMARY | 40.39 | -74.11
7753 | STANDARD | NEPTUNE | NJ | PRIMARY | 40.21 | -74.08
7754 | PO BOX | NEPTUNE | NJ | PRIMARY | 40.21 | -74.08
8533 | STANDARD | NEW EGYPT | NJ | PRIMARY | 40.06 | -74.53
8344 | STANDARD | NEWFIELD | NJ | PRIMARY | 39.54 | -75.01
8224 | PO BOX | NEW GRETNA | NJ | PRIMARY | 39.71 | -74.52
8064 | PO BOX | NEW LISBON | NJ | PRIMARY | 39.92 | -74.53
8345 | STANDARD | NEWPORT | NJ | PRIMARY | 39.28 | -75.16
8346 | STANDARD | NEWTONVILLE | NJ | PRIMARY | 39.56 | -74.85
8347 | PO BOX | NORMA | NJ | PRIMARY | 39.54 | -75.13
8739 | PO BOX | NORMANDY BEACH | NJ | PRIMARY | 40 | -74.06
8225 | STANDARD | NORTHFIELD | NJ | PRIMARY | 39.37 | -74.55
7755 | STANDARD | OAKHURST | NJ | PRIMARY | 40.26 | -74.02
8226 | STANDARD | OCEAN CITY | NJ | PRIMARY | 39.26 | -74.6
8740 | PO BOX | OCEAN GATE | NJ | PRIMARY | 39.92 | -74.13
7756 | STANDARD | OCEAN GROVE | NJ | PRIMARY | 40.21 | -74
7757 | STANDARD | OCEANPORT | NJ | PRIMARY | 40.31 | -74.02
8230 | STANDARD | OCEAN VIEW | NJ | PRIMARY | 39.2 | -74.71
8231 | PO BOX | OCEANVILLE | NJ | PRIMARY | 39.48 | -74.47
8065 | STANDARD | PALMYRA | NJ | PRIMARY | 40 | -75.03
8066 | STANDARD | PAULSBORO | NJ | PRIMARY | 39.83 | -75.24
8067 | STANDARD | PEDRICKTOWN | NJ | PRIMARY | 39.73 | -75.4
8068 | STANDARD | PEMBERTON | NJ | PRIMARY | 39.97 | -74.68
8534 | STANDARD | PENNINGTON | NJ | PRIMARY | 40.32 | -74.79
8069 | STANDARD | PENNS GROVE | NJ | PRIMARY | 39.72 | -75.46
8070 | STANDARD | PENNSVILLE | NJ | PRIMARY | 39.65 | -75.51
8535 | STANDARD | MILLSTONE TOWNSHIP | NJ | PRIMARY | 40.21 | -74.44
8741 | STANDARD | PINE BEACH | NJ | PRIMARY | 39.93 | -74.17
8071 | STANDARD | PITMAN | NJ | PRIMARY | 39.73 | -75.13
8536 | STANDARD | PLAINSBORO | NJ | PRIMARY | 40.33 | -74.58
8232 | STANDARD | PLEASANTVILLE | NJ | PRIMARY | 39.39 | -74.51
8234 | STANDARD | EGG HARBOR TOWNSHIP | NJ | PRIMARY | 39.41 | -74.58
8742 | STANDARD | POINT PLEASANT BEACH | NJ | PRIMARY | 40.09 | -74.04
8240 | PO BOX | POMONA | NJ | PRIMARY | 39.46 | -74.55
8348 | STANDARD | PORT ELIZABETH | NJ | PRIMARY | 39.39 | -74.88
7758 | STANDARD | PORT MONMOUTH | NJ | PRIMARY | 40.43 | -74.09
8349 | STANDARD | PORT NORRIS | NJ | PRIMARY | 39.24 | -75.04
8241 | STANDARD | PORT REPUBLIC | NJ | PRIMARY | 39.53 | -74.48
8540 | STANDARD | PRINCETON | NJ | PRIMARY | 40.35 | -74.65
8541 | UNIQUE | PRINCETON | NJ | PRIMARY | 40.35 | -74.65
8542 | STANDARD | PRINCETON | NJ | PRIMARY | 40.35 | -74.65
8543 | PO BOX | PRINCETON | NJ | PRIMARY | 40.35 | -74.65
8544 | UNIQUE | PRINCETON | NJ | PRIMARY | 40.35 | -74.65
8550 | STANDARD | PRINCETON JUNCTION | NJ | PRIMARY | 40.32 | -74.62
8072 | PO BOX | QUINTON | NJ | PRIMARY | 39.52 | -75.38
8073 | PO BOX | RANCOCAS | NJ | PRIMARY | 40.02 | -74.88
7701 | STANDARD | RED BANK | NJ | PRIMARY | 40.34 | -74.06
7702 | STANDARD | SHREWSBURY | NJ | PRIMARY | 40.32 | -74.05
7703 | STANDARD | FORT MONMOUTH | NJ | PRIMARY | 40.31 | -74.03
7704 | STANDARD | FAIR HAVEN | NJ | PRIMARY | 40.36 | -74.03
7709 | UNIQUE | RED BANK | NJ | PRIMARY | 40.23 | -74
8350 | STANDARD | RICHLAND | NJ | PRIMARY | 39.48 | -74.87
8074 | PO BOX | RICHWOOD | NJ | PRIMARY | 39.71 | -75.23
8551 | STANDARD | RINGOES | NJ | PRIMARY | 40.44 | -74.82
8242 | STANDARD | RIO GRANDE | NJ | PRIMARY | 39.02 | -74.87
8075 | STANDARD | RIVERSIDE | NJ | PRIMARY | 40.03 | -74.95
8076 | PO BOX | RIVERTON | NJ | PRIMARY | 40.01 | -75.01
8077 | STANDARD | RIVERTON | NJ | PRIMARY | 40.01 | -75.01
8553 | STANDARD | ROCKY HILL | NJ | PRIMARY | 40.4 | -74.63
8554 | STANDARD | ROEBLING | NJ | PRIMARY | 40.11 | -74.77
8555 | PO BOX | ROOSEVELT | NJ | PRIMARY | 40.22 | -74.47
8556 | STANDARD | ROSEMONT | NJ | PRIMARY | 40.42 | -74.99
8352 | PO BOX | ROSENHAYN | NJ | PRIMARY | 39.47 | -75.13
7760 | STANDARD | RUMSON | NJ | PRIMARY | 40.36 | -74
8078 | STANDARD | RUNNEMEDE | NJ | PRIMARY | 39.85 | -75.07
8079 | STANDARD | SALEM | NJ | PRIMARY | 39.56 | -75.47
8750 | STANDARD | SEA GIRT | NJ | PRIMARY | 40.12 | -74.03
8243 | STANDARD | SEA ISLE CITY | NJ | PRIMARY | 39.15 | -74.69
8751 | STANDARD | SEASIDE HEIGHTS | NJ | PRIMARY | 39.94 | -74.07
8752 | STANDARD | SEASIDE PARK | NJ | PRIMARY | 39.79 | -74.09
8557 | PO BOX | SERGEANTSVILLE | NJ | PRIMARY | 40.45 | -74.94
8080 | STANDARD | SEWELL | NJ | PRIMARY | 39.75 | -75.09
8353 | PO BOX | SHILOH | NJ | PRIMARY | 39.45 | -75.29
8081 | STANDARD | SICKLERVILLE | NJ | PRIMARY | 39.73 | -74.98
8558 | STANDARD | SKILLMAN | NJ | PRIMARY | 40.41 | -74.7
8083 | STANDARD | SOMERDALE | NJ | PRIMARY | 39.84 | -75.02
8244 | STANDARD | SOMERS POINT | NJ | PRIMARY | 39.31 | -74.6
8245 | PO BOX | SOUTH DENNIS | NJ | PRIMARY | 39.17 | -74.82
8031 | STANDARD | BELLMAWR | NJ | PRIMARY | 39.86 | -75.09
8099 | PO BOX | BELLMAWR | NJ | PRIMARY | 39.86 | -75.09
8246 | PO BOX | SOUTH SEAVILLE | NJ | PRIMARY | 39.17 | -74.77
7762 | STANDARD | SPRING LAKE | NJ | PRIMARY | 40.15 | -74.02
8559 | STANDARD | STOCKTON | NJ | PRIMARY | 40.4 | -74.97
8247 | STANDARD | STONE HARBOR | NJ | PRIMARY | 39.04 | -74.76
8084 | STANDARD | STRATFORD | NJ | PRIMARY | 39.82 | -75.01
8248 | PO BOX | STRATHMERE | NJ | PRIMARY | 39.19 | -74.66
8085 | STANDARD | SWEDESBORO | NJ | PRIMARY | 39.74 | -75.31
7763 | PO BOX | TENNENT | NJ | PRIMARY | 40.29 | -74.36
8086 | STANDARD | THOROFARE | NJ | PRIMARY | 39.85 | -75.18
8560 | STANDARD | TITUSVILLE | NJ | PRIMARY | 40.31 | -74.86
8753 | STANDARD | TOMS RIVER | NJ | PRIMARY | 39.95 | -74.18
8754 | PO BOX | TOMS RIVER | NJ | PRIMARY | 39.95 | -74.18
8755 | STANDARD | TOMS RIVER | NJ | PRIMARY | 39.95 | -74.18
8756 | PO BOX | TOMS RIVER | NJ | PRIMARY | 39.95 | -74.18
8757 | STANDARD | TOMS RIVER | NJ | PRIMARY | 39.95 | -74.18
8601 | PO BOX | TRENTON | NJ | PRIMARY | 40.22 | -74.76
8602 | PO BOX | TRENTON | NJ | PRIMARY | 40.22 | -74.76
8603 | PO BOX | TRENTON | NJ | PRIMARY | 40.22 | -74.76
8604 | PO BOX | TRENTON | NJ | PRIMARY | 40.22 | -74.76
8605 | PO BOX | TRENTON | NJ | PRIMARY | 40.22 | -74.76
8606 | PO BOX | TRENTON | NJ | PRIMARY | 40.22 | -74.76
8607 | PO BOX | TRENTON | NJ | PRIMARY | 40.22 | -74.76
8608 | STANDARD | TRENTON | NJ | PRIMARY | 40.22 | -74.76
8609 | STANDARD | TRENTON | NJ | PRIMARY | 40.22 | -74.76
8610 | STANDARD | TRENTON | NJ | PRIMARY | 40.22 | -74.76
8611 | STANDARD | TRENTON | NJ | PRIMARY | 40.22 | -74.76
8618 | STANDARD | TRENTON | NJ | PRIMARY | 40.22 | -74.76
8619 | STANDARD | TRENTON | NJ | PRIMARY | 40.22 | -74.76
8620 | STANDARD | TRENTON | NJ | PRIMARY | 40.22 | -74.76
8625 | PO BOX | TRENTON | NJ | PRIMARY | 40.22 | -74.76
8628 | STANDARD | TRENTON | NJ | PRIMARY | 40.22 | -74.76
8629 | STANDARD | TRENTON | NJ | PRIMARY | 40.22 | -74.76
8638 | STANDARD | TRENTON | NJ | PRIMARY | 40.22 | -74.76
8640 | STANDARD | FORT DIX | NJ | PRIMARY | 40.22 | -74.76
8641 | STANDARD | TRENTON | NJ | PRIMARY | 40.22 | -74.76
8645 | UNIQUE | TRENTON | NJ | PRIMARY | 40.22 | -74.76
8646 | UNIQUE | TRENTON | NJ | PRIMARY | 40.22 | -74.76
8647 | UNIQUE | TRENTON | NJ | PRIMARY | 40.22 | -74.76
8648 | STANDARD | LAWRENCE TOWNSHIP | NJ | PRIMARY | 40.22 | -74.76
8650 | PO BOX | TRENTON | NJ | PRIMARY | 40.22 | -74.76
8666 | UNIQUE | TRENTON | NJ | PRIMARY | 40.22 | -74.76
8690 | STANDARD | TRENTON | NJ | PRIMARY | 40.22 | -74.76
8691 | STANDARD | TRENTON | NJ | PRIMARY | 40.22 | -74.76
8695 | UNIQUE | TRENTON | NJ | PRIMARY | 40.22 | -74.76
8250 | PO BOX | TUCKAHOE | NJ | PRIMARY | 39.28 | -74.78
8087 | STANDARD | TUCKERTON | NJ | PRIMARY | 39.59 | -74.32
8251 | STANDARD | VILLAS | NJ | PRIMARY | 39.01 | -74.93
8088 | STANDARD | VINCENTOWN | NJ | PRIMARY | 39.8 | -74.62
8360 | STANDARD | VINELAND | NJ | PRIMARY | 39.46 | -74.99
8361 | STANDARD | VINELAND | NJ | PRIMARY | 39.46 | -74.99
8362 | PO BOX | VINELAND | NJ | PRIMARY | 39.46 | -74.99
8758 | STANDARD | WARETOWN | NJ | PRIMARY | 39.78 | -74.19
8089 | STANDARD | WATERFORD WORKS | NJ | PRIMARY | 39.71 | -74.81
8090 | STANDARD | WENONAH | NJ | PRIMARY | 39.79 | -75.14
8091 | STANDARD | WEST BERLIN | NJ | PRIMARY | 39.8 | -74.93
8092 | STANDARD | WEST CREEK | NJ | PRIMARY | 39.65 | -74.28
7764 | STANDARD | WEST LONG BRANCH | NJ | PRIMARY | 40.29 | -74.01
8093 | STANDARD | WESTVILLE | NJ | PRIMARY | 39.86 | -75.13
8252 | PO BOX | WHITESBORO | NJ | PRIMARY | 39.04 | -74.86
7765 | PO BOX | WICKATUNK | NJ | PRIMARY | 40.35 | -74.26
8260 | STANDARD | WILDWOOD | NJ | PRIMARY | 38.98 | -74.82
8094 | STANDARD | WILLIAMSTOWN | NJ | PRIMARY | 39.68 | -74.98
8046 | STANDARD | WILLINGBORO | NJ | PRIMARY | 40.02 | -74.88
8561 | PO BOX | WINDSOR | NJ | PRIMARY | 40.21 | -74.61
8095 | PO BOX | WINSLOW | NJ | PRIMARY | 39.65 | -74.86
8270 | STANDARD | WOODBINE | NJ | PRIMARY | 39.22 | -74.8
8096 | STANDARD | WEST DEPTFORD | NJ | PRIMARY | 39.83 | -75.15
8097 | STANDARD | WOODBURY HEIGHTS | NJ | PRIMARY | 39.81 | -75.15
8098 | STANDARD | WOODSTOWN | NJ | PRIMARY | 39.65 | -75.32
8562 | STANDARD | WRIGHTSTOWN | NJ | PRIMARY | 40.02 | -74.63
14410 | PO BOX | ADAMS BASIN | NY | PRIMARY | 43.19 | -77.86
14801 | STANDARD | ADDISON | NY | PRIMARY | 42.1 | -77.23
14001 | STANDARD | AKRON | NY | PRIMARY | 43.01 | -78.49
14411 | STANDARD | ALBION | NY | PRIMARY | 43.24 | -78.18
14479 | STANDARD | KNOWLESVILLE | NY | PRIMARY | 43.21 | -78.38
14004 | STANDARD | ALDEN | NY | PRIMARY | 42.89 | -78.49
14005 | STANDARD | ALEXANDER | NY | PRIMARY | 42.9 | -78.26
14802 | STANDARD | ALFRED | NY | PRIMARY | 42.25 | -77.78
14803 | STANDARD | ALFRED STATION | NY | PRIMARY | 42.24 | -77.81
14706 | STANDARD | ALLEGANY | NY | PRIMARY | 42.09 | -78.49
14707 | PO BOX | ALLENTOWN | NY | PRIMARY | 42.06 | -78.01
14708 | STANDARD | ALMA | NY | PRIMARY | 42.01 | -78.02
14804 | STANDARD | ALMOND | NY | PRIMARY | 42.31 | -77.73
14805 | STANDARD | ALPINE | NY | PRIMARY | 42.31 | -76.72
14413 | PO BOX | ALTON | NY | PRIMARY | 43.21 | -77.05
14806 | STANDARD | ANDOVER | NY | PRIMARY | 42.15 | -77.79
14709 | STANDARD | ANGELICA | NY | PRIMARY | 42.3 | -78.02
14006 | STANDARD | ANGOLA | NY | PRIMARY | 42.63 | -79.02
14008 | STANDARD | APPLETON | NY | PRIMARY | 43.31 | -78.63
14009 | STANDARD | ARCADE | NY | PRIMARY | 42.53 | -78.43
14807 | STANDARD | ARKPORT | NY | PRIMARY | 42.39 | -77.69
14710 | STANDARD | ASHVILLE | NY | PRIMARY | 42.11 | -79.42
14010 | PO BOX | ATHOL SPRINGS | NY | PRIMARY | 42.73 | -78.84
14808 | STANDARD | ATLANTA | NY | PRIMARY | 42.55 | -77.47
14011 | STANDARD | ATTICA | NY | PRIMARY | 42.86 | -78.28
14037 | STANDARD | COWLESVILLE | NY | PRIMARY | 42.8 | -78.44
14809 | STANDARD | AVOCA | NY | PRIMARY | 42.4 | -77.42
14414 | STANDARD | AVON | NY | PRIMARY | 42.91 | -77.74
14012 | STANDARD | BARKER | NY | PRIMARY | 43.32 | -78.55
14013 | STANDARD | BASOM | NY | PRIMARY | 43.08 | -78.39
14020 | STANDARD | BATAVIA | NY | PRIMARY | 42.99 | -78.18
14021 | PO BOX | BATAVIA | NY | PRIMARY | 42.99 | -78.18
14810 | STANDARD | BATH | NY | PRIMARY | 42.33 | -77.31
14812 | STANDARD | BEAVER DAMS | NY | PRIMARY | 42.29 | -76.96
14711 | STANDARD | BELFAST | NY | PRIMARY | 42.31 | -78.09
14415 | STANDARD | BELLONA | NY | PRIMARY | 42.75 | -77.01
14813 | STANDARD | BELMONT | NY | PRIMARY | 42.22 | -78.03
14712 | STANDARD | BEMUS POINT | NY | PRIMARY | 42.16 | -79.39
14416 | STANDARD | BERGEN | NY | PRIMARY | 43.08 | -77.94
14814 | STANDARD | BIG FLATS | NY | PRIMARY | 42.13 | -76.93
14714 | STANDARD | BLACK CREEK | NY | PRIMARY | 42.29 | -78.24
14024 | STANDARD | BLISS | NY | PRIMARY | 42.58 | -78.24
14715 | STANDARD | BOLIVAR | NY | PRIMARY | 42.06 | -78.17
14025 | STANDARD | BOSTON | NY | PRIMARY | 42.61 | -78.72
14026 | STANDARD | BOWMANSVILLE | NY | PRIMARY | 42.94 | -78.68
14815 | STANDARD | BRADFORD | NY | PRIMARY | 42.37 | -77.1
14027 | PO BOX | BRANT | NY | PRIMARY | 42.58 | -79.02
14816 | STANDARD | BREESPORT | NY | PRIMARY | 42.17 | -76.73
14420 | STANDARD | BROCKPORT | NY | PRIMARY | 43.21 | -77.94
14716 | STANDARD | BROCTON | NY | PRIMARY | 42.38 | -79.44
14817 | STANDARD | BROOKTONDALE | NY | PRIMARY | 42.38 | -76.39
14201 | STANDARD | BUFFALO | NY | PRIMARY | 42.88 | -78.85
14202 | STANDARD | BUFFALO | NY | PRIMARY | 42.88 | -78.85
14203 | STANDARD | BUFFALO | NY | PRIMARY | 42.88 | -78.85
14204 | STANDARD | BUFFALO | NY | PRIMARY | 42.88 | -78.85
14205 | PO BOX | BUFFALO | NY | PRIMARY | 42.88 | -78.85
14206 | STANDARD | BUFFALO | NY | PRIMARY | 42.88 | -78.85
14207 | STANDARD | BUFFALO | NY | PRIMARY | 42.88 | -78.85
14208 | STANDARD | BUFFALO | NY | PRIMARY | 42.88 | -78.85
14209 | STANDARD | BUFFALO | NY | PRIMARY | 42.88 | -78.85
14210 | STANDARD | BUFFALO | NY | PRIMARY | 42.88 | -78.85
14211 | STANDARD | BUFFALO | NY | PRIMARY | 42.88 | -78.85
14212 | STANDARD | BUFFALO | NY | PRIMARY | 42.88 | -78.85
14213 | STANDARD | BUFFALO | NY | PRIMARY | 42.88 | -78.85
14214 | STANDARD | BUFFALO | NY | PRIMARY | 42.88 | -78.85
14215 | STANDARD | BUFFALO | NY | PRIMARY | 42.88 | -78.85
14216 | STANDARD | BUFFALO | NY | PRIMARY | 42.88 | -78.85
14217 | STANDARD | BUFFALO | NY | PRIMARY | 42.88 | -78.85
14218 | STANDARD | BUFFALO | NY | PRIMARY | 42.88 | -78.85
14219 | STANDARD | BUFFALO | NY | PRIMARY | 42.88 | -78.85
14220 | STANDARD | BUFFALO | NY | PRIMARY | 42.88 | -78.85
14221 | STANDARD | BUFFALO | NY | PRIMARY | 42.88 | -78.85
14222 | STANDARD | BUFFALO | NY | PRIMARY | 42.88 | -78.85
14223 | STANDARD | BUFFALO | NY | PRIMARY | 42.88 | -78.85
14224 | STANDARD | BUFFALO | NY | PRIMARY | 42.88 | -78.85
14225 | STANDARD | BUFFALO | NY | PRIMARY | 42.88 | -78.85
14226 | STANDARD | BUFFALO | NY | PRIMARY | 42.88 | -78.85
14227 | STANDARD | BUFFALO | NY | PRIMARY | 42.88 | -78.85
14228 | STANDARD | BUFFALO | NY | PRIMARY | 42.88 | -78.85
14231 | PO BOX | BUFFALO | NY | PRIMARY | 42.88 | -78.85
14233 | UNIQUE | BUFFALO | NY | PRIMARY | 42.88 | -78.85
14240 | PO BOX | BUFFALO | NY | PRIMARY | 42.88 | -78.85
14241 | UNIQUE | BUFFALO | NY | PRIMARY | 42.88 | -78.85
14260 | UNIQUE | BUFFALO | NY | PRIMARY | 42.88 | -78.85
14261 | UNIQUE | BUFFALO | NY | PRIMARY | 42.88 | -78.85
14263 | UNIQUE | BUFFALO | NY | PRIMARY | 42.88 | -78.85
14264 | UNIQUE | BUFFALO | NY | PRIMARY | 42.88 | -78.85
14265 | UNIQUE | BUFFALO | NY | PRIMARY | 42.88 | -78.85
14267 | UNIQUE | BUFFALO | NY | PRIMARY | 42.88 | -78.85
14269 | UNIQUE | BUFFALO | NY | PRIMARY | 42.88 | -78.85
14270 | UNIQUE | BUFFALO | NY | PRIMARY | 42.88 | -78.85
14272 | UNIQUE | BUFFALO | NY | PRIMARY | 42.88 | -78.85
14273 | UNIQUE | BUFFALO | NY | PRIMARY | 42.88 | -78.85
14276 | UNIQUE | BUFFALO | NY | PRIMARY | 42.88 | -78.85
14280 | STANDARD | BUFFALO | NY | PRIMARY | 42.88 | -78.85
14818 | STANDARD | BURDETT | NY | PRIMARY | 42.41 | -76.84
14422 | STANDARD | BYRON | NY | PRIMARY | 43.07 | -78.06
14423 | STANDARD | CALEDONIA | NY | PRIMARY | 42.97 | -77.85
14819 | STANDARD | CAMERON | NY | PRIMARY | 42.19 | -77.4
14820 | STANDARD | CAMERON MILLS | NY | PRIMARY | 42.18 | -77.36
14821 | STANDARD | CAMPBELL | NY | PRIMARY | 42.23 | -77.19
14424 | STANDARD | CANANDAIGUA | NY | PRIMARY | 42.88 | -77.28
14425 | STANDARD | FARMINGTON | NY | PRIMARY | 42.95 | -77.32
14822 | STANDARD | CANASERAGA | NY | PRIMARY | 42.46 | -77.77
14717 | STANDARD | CANEADEA | NY | PRIMARY | 42.35 | -78.21
14823 | STANDARD | CANISTEO | NY | PRIMARY | 42.27 | -77.6
14718 | STANDARD | CASSADAGA | NY | PRIMARY | 42.34 | -79.31
14427 | STANDARD | CASTILE | NY | PRIMARY | 42.63 | -78.05
14719 | STANDARD | CATTARAUGUS | NY | PRIMARY | 42.32 | -78.86
14824 | STANDARD | CAYUTA | NY | PRIMARY | 42.28 | -76.69
14720 | PO BOX | CELORON | NY | PRIMARY | 42.1 | -79.27
14029 | PO BOX | CENTERVILLE | NY | PRIMARY | 42.47 | -78.25
14721 | STANDARD | CERES | NY | PRIMARY | 42 | -78.27
14030 | STANDARD | CHAFFEE | NY | PRIMARY | 42.56 | -78.5
14722 | PO BOX | CHAUTAUQUA | NY | PRIMARY | 42.2 | -79.48
14825 | STANDARD | CHEMUNG | NY | PRIMARY | 42 | -76.62
14723 | STANDARD | CHERRY CREEK | NY | PRIMARY | 42.29 | -79.1
14428 | STANDARD | CHURCHVILLE | NY | PRIMARY | 43.1 | -77.88
14031 | STANDARD | CLARENCE | NY | PRIMARY | 42.98 | -78.6
14032 | STANDARD | CLARENCE CENTER | NY | PRIMARY | 43 | -78.63
14429 | PO BOX | CLARENDON | NY | PRIMARY | 43.17 | -78.05
14430 | PO BOX | CLARKSON | NY | PRIMARY | 43.21 | -77.93
14432 | STANDARD | CLIFTON SPRINGS | NY | PRIMARY | 42.95 | -77.13
14433 | STANDARD | CLYDE | NY | PRIMARY | 43.08 | -76.87
14724 | STANDARD | CLYMER | NY | PRIMARY | 42.05 | -79.66
14826 | STANDARD | COHOCTON | NY | PRIMARY | 42.5 | -77.5
14033 | STANDARD | COLDEN | NY | PRIMARY | 42.65 | -78.68
14034 | STANDARD | COLLINS | NY | PRIMARY | 42.49 | -78.86
14035 | PO BOX | COLLINS CENTER | NY | PRIMARY | 42.5 | -78.91
14435 | STANDARD | CONESUS | NY | PRIMARY | 42.71 | -77.66
14726 | STANDARD | CONEWANGO VALLEY | NY | PRIMARY | 42.26 | -79.01
14751 | PO BOX | LEON | NY | PRIMARY | 42.3 | -79
14827 | PO BOX | COOPERS PLAINS | NY | PRIMARY | 42.18 | -77.14
14036 | STANDARD | CORFU | NY | PRIMARY | 42.96 | -78.4
14830 | STANDARD | CORNING | NY | PRIMARY | 42.14 | -77.05
14831 | UNIQUE | CORNING | NY | PRIMARY | 42.14 | -77.05
14038 | PO BOX | CRITTENDEN | NY | PRIMARY | 43.02 | -78.51
14727 | STANDARD | CUBA | NY | PRIMARY | 42.21 | -78.27
14039 | STANDARD | DALE | NY | PRIMARY | 42.82 | -78.17
14836 | STANDARD | DALTON | NY | PRIMARY | 42.54 | -77.89
14437 | STANDARD | DANSVILLE | NY | PRIMARY | 42.56 | -77.69
14040 | STANDARD | DARIEN CENTER | NY | PRIMARY | 42.89 | -78.39
14041 | STANDARD | DAYTON | NY | PRIMARY | 42.42 | -78.98
14042 | STANDARD | DELEVAN | NY | PRIMARY | 42.49 | -78.47
14043 | STANDARD | DEPEW | NY | PRIMARY | 42.91 | -78.7
14047 | STANDARD | DERBY | NY | PRIMARY | 42.68 | -78.99
14728 | STANDARD | DEWITTVILLE | NY | PRIMARY | 42.24 | -79.4
14756 | PO BOX | MAPLE SPRINGS | NY | PRIMARY | 42.21 | -79.41
14441 | STANDARD | DRESDEN | NY | PRIMARY | 42.68 | -76.95
14837 | STANDARD | DUNDEE | NY | PRIMARY | 42.52 | -76.97
14048 | STANDARD | DUNKIRK | NY | PRIMARY | 42.47 | -79.33
14166 | PO BOX | VAN BUREN POINT | NY | PRIMARY | 42.44 | -79.36
14051 | STANDARD | EAST AMHERST | NY | PRIMARY | 43.04 | -78.7
14052 | STANDARD | EAST AURORA | NY | PRIMARY | 42.76 | -78.61
14054 | STANDARD | EAST BETHANY | NY | PRIMARY | 42.91 | -78.13
14055 | STANDARD | EAST CONCORD | NY | PRIMARY | 42.55 | -78.6
14729 | STANDARD | EAST OTTO | NY | PRIMARY | 42.4 | -78.74
14056 | PO BOX | EAST PEMBROKE | NY | PRIMARY | 43 | -78.31
14730 | PO BOX | EAST RANDOLPH | NY | PRIMARY | 42.17 | -78.95
14445 | STANDARD | EAST ROCHESTER | NY | PRIMARY | 43.11 | -77.48
14449 | PO BOX | EAST WILLIAMSON | NY | PRIMARY | 43.24 | -77.19
14057 | STANDARD | EDEN | NY | PRIMARY | 42.65 | -78.9
14058 | STANDARD | ELBA | NY | PRIMARY | 43.07 | -78.18
14731 | STANDARD | ELLICOTTVILLE | NY | PRIMARY | 42.27 | -78.67
14732 | PO BOX | ELLINGTON | NY | PRIMARY | 42.21 | -79.12
14059 | STANDARD | ELMA | NY | PRIMARY | 42.83 | -78.63
14901 | STANDARD | ELMIRA | NY | PRIMARY | 42.08 | -76.8
14902 | PO BOX | ELMIRA | NY | PRIMARY | 42.08 | -76.8
14903 | STANDARD | ELMIRA | NY | PRIMARY | 42.08 | -76.8
14904 | STANDARD | ELMIRA | NY | PRIMARY | 42.08 | -76.8
14905 | STANDARD | ELMIRA | NY | PRIMARY | 42.08 | -76.8
14925 | STANDARD | ELMIRA | NY | PRIMARY | 42.08 | -76.8
14838 | STANDARD | ERIN | NY | PRIMARY | 42.18 | -76.67
14450 | STANDARD | FAIRPORT | NY | PRIMARY | 43.1 | -77.44
14733 | STANDARD | FALCONER | NY | PRIMARY | 42.11 | -79.19
14452 | PO BOX | FANCHER | NY | PRIMARY | 43.25 | -78.05
14060 | STANDARD | FARMERSVILLE STATION | NY | PRIMARY | 42.44 | -78.29
14061 | PO BOX | FARNHAM | NY | PRIMARY | 42.59 | -79.07
14735 | STANDARD | FILLMORE | NY | PRIMARY | 42.46 | -78.11
14736 | STANDARD | FINDLEY LAKE | NY | PRIMARY | 42.12 | -79.73
14453 | PO BOX | FISHERS | NY | PRIMARY | 42.99 | -77.42
14062 | STANDARD | FORESTVILLE | NY | PRIMARY | 42.46 | -79.17
14737 | STANDARD | FRANKLINVILLE | NY | PRIMARY | 42.33 | -78.45
14063 | STANDARD | FREDONIA | NY | PRIMARY | 42.44 | -79.33
14065 | STANDARD | FREEDOM | NY | PRIMARY | 42.48 | -78.32
14133 | PO BOX | SANDUSKY | NY | PRIMARY | 42.49 | -78.38
14738 | STANDARD | FREWSBURG | NY | PRIMARY | 42.05 | -79.16
14739 | STANDARD | FRIENDSHIP | NY | PRIMARY | 42.2 | -78.14
14066 | STANDARD | GAINESVILLE | NY | PRIMARY | 42.64 | -78.13
14067 | STANDARD | GASPORT | NY | PRIMARY | 43.19 | -78.57
14454 | STANDARD | GENESEO | NY | PRIMARY | 42.79 | -77.81
14456 | STANDARD | GENEVA | NY | PRIMARY | 42.86 | -76.98
14740 | STANDARD | GERRY | NY | PRIMARY | 42.21 | -79.16
14068 | STANDARD | GETZVILLE | NY | PRIMARY | 43.02 | -78.75
14069 | STANDARD | GLENWOOD | NY | PRIMARY | 42.6 | -78.63
14461 | PO BOX | GORHAM | NY | PRIMARY | 42.8 | -77.2
14070 | STANDARD | GOWANDA | NY | PRIMARY | 42.46 | -78.93
14072 | STANDARD | GRAND ISLAND | NY | PRIMARY | 43.01 | -78.96
14741 | STANDARD | GREAT VALLEY | NY | PRIMARY | 42.21 | -78.59
14742 | PO BOX | GREENHURST | NY | PRIMARY | 42.14 | -79.31
14839 | STANDARD | GREENWOOD | NY | PRIMARY | 42.13 | -77.64
14462 | STANDARD | GROVELAND | NY | PRIMARY | 42.68 | -77.74
14545 | STANDARD | SCOTTSBURG | NY | PRIMARY | 42.65 | -77.68
14463 | PO BOX | HALL | NY | PRIMARY | 42.83 | -77.07
14075 | STANDARD | HAMBURG | NY | PRIMARY | 42.72 | -78.83
14464 | STANDARD | HAMLIN | NY | PRIMARY | 43.32 | -77.93
14840 | STANDARD | HAMMONDSPORT | NY | PRIMARY | 42.4 | -77.22
14841 | STANDARD | HECTOR | NY | PRIMARY | 42.5 | -76.87
14466 | STANDARD | HEMLOCK | NY | PRIMARY | 42.77 | -77.58
14467 | STANDARD | HENRIETTA | NY | PRIMARY | 43.04 | -77.61
14468 | STANDARD | HILTON | NY | PRIMARY | 43.28 | -77.79
14842 | STANDARD | HIMROD | NY | PRIMARY | 42.58 | -76.95
14743 | STANDARD | HINSDALE | NY | PRIMARY | 42.16 | -78.38
14443 | PO BOX | EAST BLOOMFIELD | NY | PRIMARY | 42.89 | -77.43
14469 | STANDARD | BLOOMFIELD | NY | PRIMARY | 42.87 | -77.46
14080 | STANDARD | HOLLAND | NY | PRIMARY | 42.63 | -78.54
14470 | STANDARD | HOLLEY | NY | PRIMARY | 43.22 | -78.02
14471 | STANDARD | HONEOYE | NY | PRIMARY | 42.75 | -77.49
14472 | STANDARD | HONEOYE FALLS | NY | PRIMARY | 42.95 | -77.59
14843 | STANDARD | HORNELL | NY | PRIMARY | 42.32 | -77.66
14845 | STANDARD | HORSEHEADS | NY | PRIMARY | 42.16 | -76.82
14744 | STANDARD | HOUGHTON | NY | PRIMARY | 42.42 | -78.16
14745 | PO BOX | HUME | NY | PRIMARY | 42.47 | -78.14
14846 | STANDARD | HUNT | NY | PRIMARY | 42.52 | -77.98
14847 | STANDARD | INTERLAKEN | NY | PRIMARY | 42.61 | -76.72
14475 | STANDARD | IONIA | NY | PRIMARY | 42.93 | -77.49
14081 | STANDARD | IRVING | NY | PRIMARY | 42.56 | -79.04
14850 | STANDARD | ITHACA | NY | PRIMARY | 42.44 | -76.5
14851 | PO BOX | ITHACA | NY | PRIMARY | 42.44 | -76.5
14852 | PO BOX | ITHACA | NY | PRIMARY | 42.44 | -76.5
14853 | STANDARD | ITHACA | NY | PRIMARY | 42.44 | -76.5
14882 | STANDARD | LANSING | NY | PRIMARY | 42.48 | -76.48
14854 | PO BOX | JACKSONVILLE | NY | PRIMARY | 42.5 | -76.61
14701 | STANDARD | JAMESTOWN | NY | PRIMARY | 42.09 | -79.23
14702 | PO BOX | JAMESTOWN | NY | PRIMARY | 42.09 | -79.23
14855 | STANDARD | JASPER | NY | PRIMARY | 42.12 | -77.5
14082 | STANDARD | JAVA CENTER | NY | PRIMARY | 42.66 | -78.39
14083 | STANDARD | JAVA VILLAGE | NY | PRIMARY | 42.67 | -78.44
14856 | PO BOX | KANONA | NY | PRIMARY | 42.37 | -77.36
14476 | STANDARD | KENDALL | NY | PRIMARY | 43.32 | -78.03
14747 | STANDARD | KENNEDY | NY | PRIMARY | 42.14 | -79.07
14477 | STANDARD | KENT | NY | PRIMARY | 43.33 | -78.13
14418 | STANDARD | BRANCHPORT | NY | PRIMARY | 42.59 | -77.15
14478 | STANDARD | KEUKA PARK | NY | PRIMARY | 42.61 | -77.09
14748 | STANDARD | KILL BUCK | NY | PRIMARY | 42.14 | -78.61
14857 | PO BOX | LAKEMONT | NY | PRIMARY | 42.51 | -76.92
14085 | STANDARD | LAKE VIEW | NY | PRIMARY | 42.71 | -78.93
14480 | STANDARD | LAKEVILLE | NY | PRIMARY | 42.82 | -77.71
14750 | STANDARD | LAKEWOOD | NY | PRIMARY | 42.1 | -79.32
14086 | STANDARD | LANCASTER | NY | PRIMARY | 42.9 | -78.66
14091 | STANDARD | LAWTONS | NY | PRIMARY | 42.54 | -78.89
14481 | STANDARD | LEICESTER | NY | PRIMARY | 42.77 | -77.89
14482 | STANDARD | LE ROY | NY | PRIMARY | 42.97 | -77.99
14092 | STANDARD | LEWISTON | NY | PRIMARY | 43.17 | -79.04
14144 | PO BOX | STELLA NIAGARA | NY | PRIMARY | 43.17 | -78.99
14752 | PO BOX | LILY DALE | NY | PRIMARY | 42.35 | -79.34
14485 | STANDARD | LIMA | NY | PRIMARY | 42.9 | -77.61
14753 | STANDARD | LIMESTONE | NY | PRIMARY | 42.02 | -78.63
14858 | STANDARD | LINDLEY | NY | PRIMARY | 42.02 | -77.14
14754 | STANDARD | LITTLE GENESEE | NY | PRIMARY | 42.02 | -78.23
14755 | STANDARD | LITTLE VALLEY | NY | PRIMARY | 42.24 | -78.79
14487 | STANDARD | LIVONIA | NY | PRIMARY | 42.82 | -77.66
14558 | PO BOX | SOUTH LIMA | NY | PRIMARY | 42.81 | -77.65
14488 | PO BOX | LIVONIA CENTER | NY | PRIMARY | 42.81 | -77.65
14094 | STANDARD | LOCKPORT | NY | PRIMARY | 43.16 | -78.69
14095 | PO BOX | LOCKPORT | NY | PRIMARY | 43.16 | -78.69
14859 | STANDARD | LOCKWOOD | NY | PRIMARY | 42.09 | -76.55
14860 | STANDARD | LODI | NY | PRIMARY | 42.61 | -76.82
14861 | STANDARD | LOWMAN | NY | PRIMARY | 42.02 | -76.72
14098 | STANDARD | LYNDONVILLE | NY | PRIMARY | 43.32 | -78.38
14489 | STANDARD | LYONS | NY | PRIMARY | 43.06 | -76.99
14502 | STANDARD | MACEDON | NY | PRIMARY | 43.06 | -77.3
14101 | STANDARD | MACHIAS | NY | PRIMARY | 42.38 | -78.52
14504 | STANDARD | MANCHESTER | NY | PRIMARY | 42.96 | -77.23
14102 | STANDARD | MARILLA | NY | PRIMARY | 42.83 | -78.55
14505 | STANDARD | MARION | NY | PRIMARY | 43.16 | -77.17
14757 | STANDARD | MAYVILLE | NY | PRIMARY | 42.25 | -79.5
14863 | PO BOX | MECKLENBURG | NY | PRIMARY | 42.45 | -76.71
14103 | STANDARD | MEDINA | NY | PRIMARY | 43.21 | -78.38
14506 | STANDARD | MENDON | NY | PRIMARY | 42.99 | -77.49
14105 | STANDARD | MIDDLEPORT | NY | PRIMARY | 43.21 | -78.47
14507 | STANDARD | MIDDLESEX | NY | PRIMARY | 42.7 | -77.27
14864 | STANDARD | MILLPORT | NY | PRIMARY | 42.26 | -76.83
14107 | PO BOX | MODEL CITY | NY | PRIMARY | 43.16 | -78.99
14865 | STANDARD | MONTOUR FALLS | NY | PRIMARY | 42.34 | -76.84
14508 | PO BOX | MORTON | NY | PRIMARY | 43.32 | -78.05
14510 | STANDARD | MOUNT MORRIS | NY | PRIMARY | 42.72 | -77.87
14511 | PO BOX | MUMFORD | NY | PRIMARY | 42.99 | -77.86
14512 | STANDARD | NAPLES | NY | PRIMARY | 42.61 | -77.4
14513 | STANDARD | NEWARK | NY | PRIMARY | 43.04 | -77.09
14028 | STANDARD | BURT | NY | PRIMARY | 43.31 | -78.71
14108 | STANDARD | NEWFANE | NY | PRIMARY | 43.28 | -78.69
14867 | STANDARD | NEWFIELD | NY | PRIMARY | 42.36 | -76.59
14301 | STANDARD | NIAGARA FALLS | NY | PRIMARY | 43.09 | -79.01
14302 | PO BOX | NIAGARA FALLS | NY | PRIMARY | 43.09 | -79.01
14303 | STANDARD | NIAGARA FALLS | NY | PRIMARY | 43.09 | -79.01
14304 | STANDARD | NIAGARA FALLS | NY | PRIMARY | 43.09 | -79.01
14305 | STANDARD | NIAGARA FALLS | NY | PRIMARY | 43.09 | -79.01
14109 | PO BOX | NIAGARA UNIVERSITY | NY | PRIMARY | 43.13 | -79.03
14758 | PO BOX | NIOBE | NY | PRIMARY | 42.01 | -79.45
14110 | PO BOX | NORTH BOSTON | NY | PRIMARY | 42.67 | -78.78
14514 | STANDARD | NORTH CHILI | NY | PRIMARY | 43.11 | -77.8
14111 | STANDARD | NORTH COLLINS | NY | PRIMARY | 42.59 | -78.93
14112 | PO BOX | NORTH EVANS | NY | PRIMARY | 42.69 | -78.99
14515 | PO BOX | NORTH GREECE | NY | PRIMARY | 43.25 | -77.73
14113 | STANDARD | NORTH JAVA | NY | PRIMARY | 42.66 | -78.33
14516 | STANDARD | NORTH ROSE | NY | PRIMARY | 43.2 | -76.91
14120 | STANDARD | NORTH TONAWANDA | NY | PRIMARY | 43.04 | -78.86
14517 | STANDARD | NUNDA | NY | PRIMARY | 42.58 | -77.93
14125 | STANDARD | OAKFIELD | NY | PRIMARY | 43.06 | -78.27
14518 | PO BOX | OAKS CORNERS | NY | PRIMARY | 42.95 | -77.04
14869 | STANDARD | ODESSA | NY | PRIMARY | 42.33 | -76.78
14126 | PO BOX | OLCOTT | NY | PRIMARY | 43.33 | -78.71
14760 | STANDARD | OLEAN | NY | PRIMARY | 42.08 | -78.43
14519 | STANDARD | ONTARIO | NY | PRIMARY | 43.22 | -77.31
14520 | PO BOX | ONTARIO CENTER | NY | PRIMARY | 43.24 | -77.31
14127 | STANDARD | ORCHARD PARK | NY | PRIMARY | 42.76 | -78.74
14766 | PO BOX | OTTO | NY | PRIMARY | 42.39 | -78.83
14521 | STANDARD | OVID | NY | PRIMARY | 42.67 | -76.82
14870 | STANDARD | PAINTED POST | NY | PRIMARY | 42.16 | -77.09
14522 | STANDARD | PALMYRA | NY | PRIMARY | 43.06 | -77.23
14767 | STANDARD | PANAMA | NY | PRIMARY | 42.07 | -79.48
14486 | STANDARD | LINWOOD | NY | PRIMARY | 42.9 | -77.91
14525 | STANDARD | PAVILION | NY | PRIMARY | 42.87 | -77.99
14526 | STANDARD | PENFIELD | NY | PRIMARY | 43.15 | -77.44
14527 | STANDARD | PENN YAN | NY | PRIMARY | 42.66 | -77.05
14529 | PO BOX | PERKINSVILLE | NY | PRIMARY | 42.53 | -77.62
14530 | STANDARD | PERRY | NY | PRIMARY | 42.71 | -78
14129 | STANDARD | PERRYSBURG | NY | PRIMARY | 42.45 | -79
14532 | STANDARD | PHELPS | NY | PRIMARY | 42.95 | -77.06
14533 | STANDARD | PIFFARD | NY | PRIMARY | 42.84 | -77.88
14130 | PO BOX | PIKE | NY | PRIMARY | 42.55 | -78.15
14871 | STANDARD | PINE CITY | NY | PRIMARY | 42.03 | -76.86
14872 | STANDARD | PINE VALLEY | NY | PRIMARY | 42.22 | -76.84
14534 | STANDARD | PITTSFORD | NY | PRIMARY | 43.09 | -77.51
14536 | STANDARD | PORTAGEVILLE | NY | PRIMARY | 42.55 | -78.09
14537 | PO BOX | PORT GIBSON | NY | PRIMARY | 42.99 | -77.19
14769 | STANDARD | PORTLAND | NY | PRIMARY | 42.38 | -79.46
14770 | STANDARD | PORTVILLE | NY | PRIMARY | 42.03 | -78.33
14873 | STANDARD | PRATTSBURGH | NY | PRIMARY | 42.52 | -77.29
14874 | STANDARD | PULTENEY | NY | PRIMARY | 42.52 | -77.16
14538 | PO BOX | PULTNEYVILLE | NY | PRIMARY | 43.24 | -77.19
14772 | STANDARD | RANDOLPH | NY | PRIMARY | 42.16 | -78.97
14131 | STANDARD | RANSOMVILLE | NY | PRIMARY | 43.23 | -78.9
14876 | PO BOX | READING CENTER | NY | PRIMARY | 42.43 | -76.93
14539 | PO BOX | RETSOF | NY | PRIMARY | 42.86 | -77.88
14877 | STANDARD | REXVILLE | NY | PRIMARY | 42.08 | -77.66
14774 | PO BOX | RICHBURG | NY | PRIMARY | 42.08 | -78.15
14775 | STANDARD | RIPLEY | NY | PRIMARY | 42.26 | -79.71
14602 | PO BOX | ROCHESTER | NY | PRIMARY | 43.16 | -77.61
14603 | STANDARD | ROCHESTER | NY | PRIMARY | 43.16 | -77.61
14604 | STANDARD | ROCHESTER | NY | PRIMARY | 43.16 | -77.61
14605 | STANDARD | ROCHESTER | NY | PRIMARY | 43.16 | -77.61
14606 | STANDARD | ROCHESTER | NY | PRIMARY | 43.16 | -77.61
14607 | STANDARD | ROCHESTER | NY | PRIMARY | 43.16 | -77.61
14608 | STANDARD | ROCHESTER | NY | PRIMARY | 43.16 | -77.61
14609 | STANDARD | ROCHESTER | NY | PRIMARY | 43.16 | -77.61
14610 | STANDARD | ROCHESTER | NY | PRIMARY | 43.16 | -77.61
14611 | STANDARD | ROCHESTER | NY | PRIMARY | 43.16 | -77.61
14612 | STANDARD | ROCHESTER | NY | PRIMARY | 43.16 | -77.61
14613 | STANDARD | ROCHESTER | NY | PRIMARY | 43.16 | -77.61
14614 | STANDARD | ROCHESTER | NY | PRIMARY | 43.16 | -77.61
14615 | STANDARD | ROCHESTER | NY | PRIMARY | 43.16 | -77.61
14616 | STANDARD | ROCHESTER | NY | PRIMARY | 43.16 | -77.61
14617 | STANDARD | ROCHESTER | NY | PRIMARY | 43.16 | -77.61
14618 | STANDARD | ROCHESTER | NY | PRIMARY | 43.16 | -77.61
14619 | STANDARD | ROCHESTER | NY | PRIMARY | 43.16 | -77.61
14620 | STANDARD | ROCHESTER | NY | PRIMARY | 43.16 | -77.61
14621 | STANDARD | ROCHESTER | NY | PRIMARY | 43.16 | -77.61
14622 | STANDARD | ROCHESTER | NY | PRIMARY | 43.16 | -77.61
14623 | STANDARD | ROCHESTER | NY | PRIMARY | 43.16 | -77.61
14624 | STANDARD | ROCHESTER | NY | PRIMARY | 43.16 | -77.61
14625 | STANDARD | ROCHESTER | NY | PRIMARY | 43.16 | -77.61
14626 | STANDARD | ROCHESTER | NY | PRIMARY | 43.16 | -77.61
14627 | PO BOX | ROCHESTER | NY | PRIMARY | 43.16 | -77.61
14638 | UNIQUE | ROCHESTER | NY | PRIMARY | 43.16 | -77.61
14639 | UNIQUE | ROCHESTER | NY | PRIMARY | 43.16 | -77.61
14642 | UNIQUE | ROCHESTER | NY | PRIMARY | 43.16 | -77.61
14643 | UNIQUE | ROCHESTER | NY | PRIMARY | 43.16 | -77.61
14644 | UNIQUE | ROCHESTER | NY | PRIMARY | 43.16 | -77.61
14646 | UNIQUE | ROCHESTER | NY | PRIMARY | 43.16 | -77.61
14647 | UNIQUE | ROCHESTER | NY | PRIMARY | 43.16 | -77.61
14649 | UNIQUE | ROCHESTER | NY | PRIMARY | 43.16 | -77.61
14650 | UNIQUE | ROCHESTER | NY | PRIMARY | 43.16 | -77.61
14651 | UNIQUE | ROCHESTER | NY | PRIMARY | 43.16 | -77.61
14652 | UNIQUE | ROCHESTER | NY | PRIMARY | 43.16 | -77.61
14653 | UNIQUE | ROCHESTER | NY | PRIMARY | 43.16 | -77.61
14692 | PO BOX | ROCHESTER | NY | PRIMARY | 43.16 | -77.61
14694 | UNIQUE | ROCHESTER | NY | PRIMARY | 43.16 | -77.61
14878 | STANDARD | ROCK STREAM | NY | PRIMARY | 42.47 | -76.92
14541 | STANDARD | ROMULUS | NY | PRIMARY | 42.75 | -76.83
14542 | PO BOX | ROSE | NY | PRIMARY | 43.15 | -76.9
14543 | STANDARD | RUSH | NY | PRIMARY | 42.98 | -77.67
14777 | STANDARD | RUSHFORD | NY | PRIMARY | 42.4 | -78.23
14544 | STANDARD | RUSHVILLE | NY | PRIMARY | 42.76 | -77.22
14778 | PO BOX | SAINT BONAVENTURE | NY | PRIMARY | 42.08 | -78.47
14779 | STANDARD | SALAMANCA | NY | PRIMARY | 42.16 | -78.72
14132 | STANDARD | SANBORN | NY | PRIMARY | 43.14 | -78.87
14134 | STANDARD | SARDINIA | NY | PRIMARY | 42.53 | -78.5
14879 | STANDARD | SAVONA | NY | PRIMARY | 42.28 | -77.22
14880 | STANDARD | SCIO | NY | PRIMARY | 42.17 | -77.97
14546 | STANDARD | SCOTTSVILLE | NY | PRIMARY | 43.02 | -77.75
14547 | PO BOX | SENECA CASTLE | NY | PRIMARY | 42.83 | -77.07
14135 | PO BOX | SHERIDAN | NY | PRIMARY | 42.47 | -79.24
14781 | STANDARD | SHERMAN | NY | PRIMARY | 42.16 | -79.59
14548 | STANDARD | SHORTSVILLE | NY | PRIMARY | 42.95 | -77.22
14136 | STANDARD | SILVER CREEK | NY | PRIMARY | 42.54 | -79.16
14549 | PO BOX | SILVER LAKE | NY | PRIMARY | 42.7 | -78.01
14550 | STANDARD | SILVER SPRINGS | NY | PRIMARY | 42.66 | -78.08
14782 | STANDARD | SINCLAIRVILLE | NY | PRIMARY | 42.26 | -79.25
14881 | STANDARD | SLATERVILLE SPRINGS | NY | PRIMARY | 42.39 | -76.35
14551 | STANDARD | SODUS | NY | PRIMARY | 43.23 | -77.06
14555 | STANDARD | SODUS POINT | NY | PRIMARY | 43.26 | -76.99
14556 | PO BOX | SONYEA | NY | PRIMARY | 42.68 | -77.82
14557 | PO BOX | SOUTH BYRON | NY | PRIMARY | 43.04 | -78.06
14138 | STANDARD | SOUTH DAYTON | NY | PRIMARY | 42.36 | -79.05
14139 | STANDARD | SOUTH WALES | NY | PRIMARY | 42.7 | -78.53
14883 | STANDARD | SPENCER | NY | PRIMARY | 42.21 | -76.49
14559 | STANDARD | SPENCERPORT | NY | PRIMARY | 43.18 | -77.8
14140 | PO BOX | SPRING BROOK | NY | PRIMARY | 42.83 | -78.63
14141 | STANDARD | SPRINGVILLE | NY | PRIMARY | 42.5 | -78.67
14560 | STANDARD | SPRINGWATER | NY | PRIMARY | 42.68 | -77.57
14143 | STANDARD | STAFFORD | NY | PRIMARY | 42.98 | -78.08
14561 | STANDARD | STANLEY | NY | PRIMARY | 42.82 | -77.12
14783 | PO BOX | STEAMBURG | NY | PRIMARY | 42.12 | -78.89
14784 | STANDARD | STOCKTON | NY | PRIMARY | 42.31 | -79.38
14785 | PO BOX | STOW | NY | PRIMARY | 42.15 | -79.41
14145 | STANDARD | STRYKERSVILLE | NY | PRIMARY | 42.73 | -78.42
14884 | STANDARD | SWAIN | NY | PRIMARY | 42.48 | -77.88
14150 | STANDARD | TONAWANDA | NY | PRIMARY | 43 | -78.87
14151 | PO BOX | TONAWANDA | NY | PRIMARY | 43 | -78.87
14885 | STANDARD | TROUPSBURG | NY | PRIMARY | 42.04 | -77.54
14886 | STANDARD | TRUMANSBURG | NY | PRIMARY | 42.54 | -76.66
14887 | PO BOX | TYRONE | NY | PRIMARY | 42.4 | -77.05
14563 | PO BOX | UNION HILL | NY | PRIMARY | 43.22 | -77.44
14889 | STANDARD | VAN ETTEN | NY | PRIMARY | 42.19 | -76.55
14167 | STANDARD | VARYSBURG | NY | PRIMARY | 42.73 | -78.31
14168 | PO BOX | VERSAILLES | NY | PRIMARY | 42.5 | -79
14564 | STANDARD | VICTOR | NY | PRIMARY | 42.98 | -77.41
14169 | PO BOX | WALES CENTER | NY | PRIMARY | 42.75 | -78.62
14568 | STANDARD | WALWORTH | NY | PRIMARY | 43.14 | -77.27
14569 | STANDARD | WARSAW | NY | PRIMARY | 42.74 | -78.14
14571 | STANDARD | WATERPORT | NY | PRIMARY | 43.33 | -78.24
14891 | STANDARD | WATKINS GLEN | NY | PRIMARY | 42.38 | -76.87
14892 | STANDARD | WAVERLY | NY | PRIMARY | 42.01 | -76.52
14572 | STANDARD | WAYLAND | NY | PRIMARY | 42.56 | -77.59
14893 | PO BOX | WAYNE | NY | PRIMARY | 42.47 | -77.1
14580 | STANDARD | WEBSTER | NY | PRIMARY | 43.21 | -77.42
14894 | STANDARD | WELLSBURG | NY | PRIMARY | 42.01 | -76.72
14895 | STANDARD | WELLSVILLE | NY | PRIMARY | 42.12 | -77.94
14585 | STANDARD | WEST BLOOMFIELD | NY | PRIMARY | 42.89 | -77.52
14786 | PO BOX | WEST CLARKSVILLE | NY | PRIMARY | 42.13 | -78.25
14170 | STANDARD | WEST FALLS | NY | PRIMARY | 42.7 | -78.67
14787 | STANDARD | WESTFIELD | NY | PRIMARY | 42.32 | -79.57
14586 | STANDARD | WEST HENRIETTA | NY | PRIMARY | 43.03 | -77.69
14788 | PO BOX | WESTONS MILLS | NY | PRIMARY | 42.07 | -78.35
14171 | STANDARD | WEST VALLEY | NY | PRIMARY | 42.43 | -78.62
14897 | STANDARD | WHITESVILLE | NY | PRIMARY | 42.03 | -77.8
14588 | PO BOX | WILLARD | NY | PRIMARY | 42.68 | -76.86
14589 | STANDARD | WILLIAMSON | NY | PRIMARY | 43.24 | -77.15
14172 | STANDARD | WILSON | NY | PRIMARY | 43.31 | -78.82
14590 | STANDARD | WOLCOTT | NY | PRIMARY | 43.22 | -76.81
14898 | STANDARD | WOODHULL | NY | PRIMARY | 42.08 | -77.4
14591 | STANDARD | WYOMING | NY | PRIMARY | 42.82 | -78.08
14592 | PO BOX | YORK | NY | PRIMARY | 42.86 | -77.88
14173 | PO BOX | YORKSHIRE | NY | PRIMARY | 42.52 | -78.47
14174 | STANDARD | YOUNGSTOWN | NY | PRIMARY | 43.24 | -79.04
16820 | STANDARD | AARONSBURG | PA | PRIMARY | 40.86 | -77.39
15610 | STANDARD | ACME | PA | PRIMARY | 40.09 | -79.48
15520 | PO BOX | ACOSTA | PA | PRIMARY | 40.1 | -79.04
15611 | STANDARD | ADAMSBURG | PA | PRIMARY | 40.31 | -79.65
16110 | STANDARD | ADAMSVILLE | PA | PRIMARY | 41.5 | -80.37
15411 | STANDARD | ADDISON | PA | PRIMARY | 39.74 | -79.33
16210 | STANDARD | ADRIAN | PA | PRIMARY | 40.9 | -79.5
16401 | STANDARD | ALBION | PA | PRIMARY | 41.88 | -80.36
16475 | UNIQUE | ALBION | PA | PRIMARY | 41.88 | -80.36
15310 | STANDARD | ALEPPO | PA | PRIMARY | 39.82 | -80.45
16611 | STANDARD | ALEXANDRIA | PA | PRIMARY | 40.55 | -78.1
15001 | STANDARD | ALIQUIPPA | PA | PRIMARY | 40.61 | -80.25
15412 | PO BOX | ALLENPORT | PA | PRIMARY | 40.09 | -79.85
15413 | STANDARD | ALLISON | PA | PRIMARY | 39.98 | -79.87
15101 | STANDARD | ALLISON PARK | PA | PRIMARY | 40.57 | -79.95
16821 | STANDARD | ALLPORT | PA | PRIMARY | 40.97 | -78.21
16601 | STANDARD | ALTOONA | PA | PRIMARY | 40.5 | -78.4
16602 | STANDARD | ALTOONA | PA | PRIMARY | 40.5 | -78.4
16603 | PO BOX | ALTOONA | PA | PRIMARY | 40.5 | -78.4
15521 | STANDARD | ALUM BANK | PA | PRIMARY | 40.19 | -78.62
15710 | PO BOX | ALVERDA | PA | PRIMARY | 40.63 | -78.87
15612 | STANDARD | ALVERTON | PA | PRIMARY | 40.12 | -79.56
15003 | STANDARD | AMBRIDGE | PA | PRIMARY | 40.59 | -80.22
15311 | STANDARD | AMITY | PA | PRIMARY | 40.05 | -80.2
15711 | STANDARD | ANITA | PA | PRIMARY | 41.01 | -78.96
15613 | STANDARD | APOLLO | PA | PRIMARY | 40.58 | -79.56
15712 | PO BOX | ARCADIA | PA | PRIMARY | 40.77 | -78.85
15615 | STANDARD | ARDARA | PA | PRIMARY | 40.36 | -79.73
15920 | STANDARD | ARMAGH | PA | PRIMARY | 40.45 | -79.03
15616 | PO BOX | ARMBRUST | PA | PRIMARY | 40.24 | -79.55
15617 | PO BOX | ARONA | PA | PRIMARY | 40.26 | -79.65
16613 | STANDARD | ASHVILLE | PA | PRIMARY | 40.55 | -78.54
16629 | STANDARD | COUPON | PA | PRIMARY | 40.53 | -78.51
16111 | STANDARD | ATLANTIC | PA | PRIMARY | 41.53 | -80.27
15004 | PO BOX | ATLASBURG | PA | PRIMARY | 40.39 | -80.44
16720 | STANDARD | AUSTIN | PA | PRIMARY | 41.63 | -78.08
15312 | STANDARD | AVELLA | PA | PRIMARY | 40.28 | -80.47
15618 | STANDARD | AVONMORE | PA | PRIMARY | 40.52 | -79.47
15005 | STANDARD | BADEN | PA | PRIMARY | 40.63 | -80.22
15006 | PO BOX | BAIRDFORD | PA | PRIMARY | 40.54 | -79.83
15007 | STANDARD | BAKERSTOWN | PA | PRIMARY | 40.64 | -79.93
15714 | STANDARD | NORTHERN CAMBRIA | PA | PRIMARY | 40.66 | -78.78
15760 | STANDARD | MARSTELLER | PA | PRIMARY | 40.64 | -78.81
15313 | PO BOX | BEALLSVILLE | PA | PRIMARY | 40.05 | -80.03
16402 | STANDARD | BEAR LAKE | PA | PRIMARY | 41.99 | -79.5
15009 | STANDARD | BEAVER | PA | PRIMARY | 40.69 | -80.3
15921 | PO BOX | BEAVERDALE | PA | PRIMARY | 40.32 | -78.69
15010 | STANDARD | BEAVER FALLS | PA | PRIMARY | 40.76 | -80.32
16616 | STANDARD | BECCARIA | PA | PRIMARY | 40.76 | -78.5
15522 | STANDARD | BEDFORD | PA | PRIMARY | 40.01 | -78.5
16822 | STANDARD | BEECH CREEK | PA | PRIMARY | 41.07 | -77.58
16864 | STANDARD | ORVISTON | PA | PRIMARY | 41.08 | -77.65
16823 | STANDARD | BELLEFONTE | PA | PRIMARY | 40.91 | -77.76
15012 | STANDARD | BELLE VERNON | PA | PRIMARY | 40.12 | -79.86
16617 | STANDARD | BELLWOOD | PA | PRIMARY | 40.6 | -78.33
15922 | PO BOX | BELSANO | PA | PRIMARY | 40.55 | -78.86
15821 | STANDARD | BENEZETT | PA | PRIMARY | 41.31 | -78.33
15314 | STANDARD | BENTLEYVILLE | PA | PRIMARY | 40.11 | -80
15530 | STANDARD | BERLIN | PA | PRIMARY | 39.92 | -78.95
16112 | STANDARD | BESSEMER | PA | PRIMARY | 40.97 | -80.48
15102 | STANDARD | BETHEL PARK | PA | PRIMARY | 40.32 | -80.03
16211 | PO BOX | BEYER | PA | PRIMARY | 40.79 | -79.19
16825 | PO BOX | BIGLER | PA | PRIMARY | 40.98 | -78.32
15715 | PO BOX | BIG RUN | PA | PRIMARY | 40.96 | -78.87
15716 | PO BOX | BLACK LICK | PA | PRIMARY | 40.46 | -79.18
15717 | STANDARD | BLAIRSVILLE | PA | PRIMARY | 40.43 | -79.26
15750 | STANDARD | JOSEPHINE | PA | PRIMARY | 40.48 | -79.19
16826 | PO BOX | BLANCHARD | PA | PRIMARY | 41.04 | -77.7
16619 | PO BOX | BLANDBURG | PA | PRIMARY | 40.69 | -78.44
16827 | STANDARD | BOALSBURG | PA | PRIMARY | 40.77 | -77.79
15315 | PO BOX | BOBTOWN | PA | PRIMARY | 39.75 | -79.98
15923 | STANDARD | BOLIVAR | PA | PRIMARY | 40.39 | -79.15
15531 | STANDARD | BOSWELL | PA | PRIMARY | 40.16 | -79.02
15546 | STANDARD | JENNERS | PA | PRIMARY | 40.14 | -79.08
15619 | PO BOX | BOVARD | PA | PRIMARY | 40.34 | -79.53
16016 | UNIQUE | BOYERS | PA | PRIMARY | 41.11 | -79.9
16017 | UNIQUE | BOYERS | PA | PRIMARY | 41.11 | -79.9
16018 | UNIQUE | BOYERS | PA | PRIMARY | 41.11 | -79.9
16020 | STANDARD | BOYERS | PA | PRIMARY | 41.11 | -79.9
15532 | PO BOX | BOYNTON | PA | PRIMARY | 39.78 | -79.01
15014 | STANDARD | BRACKENRIDGE | PA | PRIMARY | 40.6 | -79.74
15104 | STANDARD | BRADDOCK | PA | PRIMARY | 40.4 | -79.86
15620 | STANDARD | BRADENVILLE | PA | PRIMARY | 40.3 | -79.3
16701 | STANDARD | BRADFORD | PA | PRIMARY | 41.96 | -78.64
15015 | STANDARD | BRADFORDWOODS | PA | PRIMARY | 40.63 | -80.08
15316 | STANDARD | BRAVE | PA | PRIMARY | 39.73 | -80.25
15533 | STANDARD | BREEZEWOOD | PA | PRIMARY | 39.99 | -78.24
15017 | STANDARD | BRIDGEVILLE | PA | PRIMARY | 40.35 | -80.1
15415 | PO BOX | BRIER HILL | PA | PRIMARY | 39.94 | -79.83
16620 | PO BOX | BRISBIN | PA | PRIMARY | 40.83 | -78.35
16621 | STANDARD | BROAD TOP | PA | PRIMARY | 40.2 | -78.14
16685 | STANDARD | TODD | PA | PRIMARY | 40.26 | -78.1
15823 | STANDARD | BROCKPORT | PA | PRIMARY | 41.27 | -78.73
15824 | STANDARD | BROCKWAY | PA | PRIMARY | 41.24 | -78.79
15825 | STANDARD | BROOKVILLE | PA | PRIMARY | 41.16 | -79.08
15828 | STANDARD | CLARINGTON | PA | PRIMARY | 41.32 | -79.14
15416 | PO BOX | BROWNFIELD | PA | PRIMARY | 39.85 | -79.68
15417 | STANDARD | BROWNSVILLE | PA | PRIMARY | 40.01 | -79.89
16022 | PO BOX | BRUIN | PA | PRIMARY | 41.05 | -79.72
15720 | PO BOX | BRUSH VALLEY | PA | PRIMARY | 40.53 | -79.06
15018 | STANDARD | BUENA VISTA | PA | PRIMARY | 40.28 | -79.79
15534 | STANDARD | BUFFALO MILLS | PA | PRIMARY | 39.92 | -78.63
15019 | STANDARD | BULGER | PA | PRIMARY | 40.42 | -80.35
15020 | PO BOX | BUNOLA | PA | PRIMARY | 40.23 | -79.95
15021 | STANDARD | BURGETTSTOWN | PA | PRIMARY | 40.38 | -80.39
16001 | STANDARD | BUTLER | PA | PRIMARY | 40.86 | -79.89
16002 | STANDARD | BUTLER | PA | PRIMARY | 40.86 | -79.89
16003 | PO BOX | BUTLER | PA | PRIMARY | 40.86 | -79.89
15827 | STANDARD | BYRNEDALE | PA | PRIMARY | 41.31 | -78.48
16023 | STANDARD | CABOT | PA | PRIMARY | 40.78 | -79.75
16212 | PO BOX | CADOGAN | PA | PRIMARY | 40.75 | -79.58
15924 | STANDARD | CAIRNBROOK | PA | PRIMARY | 40.11 | -78.81
15419 | STANDARD | CALIFORNIA | PA | PRIMARY | 40.06 | -79.91
16213 | PO BOX | CALLENSBURG | PA | PRIMARY | 41.12 | -79.55
16024 | PO BOX | CALLERY | PA | PRIMARY | 40.73 | -80.03
15621 | PO BOX | CALUMET | PA | PRIMARY | 40.2 | -79.5
16622 | STANDARD | CALVIN | PA | PRIMARY | 40.3 | -78.03
16403 | STANDARD | CAMBRIDGE SPRINGS | PA | PRIMARY | 41.8 | -80.06
15317 | STANDARD | CANONSBURG | PA | PRIMARY | 40.26 | -80.18
15339 | PO BOX | HENDERSONVILLE | PA | PRIMARY | 40.32 | -80.21
15420 | PO BOX | CARDALE | PA | PRIMARY | 39.97 | -79.84
16311 | STANDARD | CARLTON | PA | PRIMARY | 41.47 | -80.03
15320 | STANDARD | CARMICHAELS | PA | PRIMARY | 39.89 | -79.97
15106 | STANDARD | CARNEGIE | PA | PRIMARY | 40.4 | -80.08
15722 | STANDARD | CARROLLTOWN | PA | PRIMARY | 40.6 | -78.7
15925 | PO BOX | CASSANDRA | PA | PRIMARY | 40.4 | -78.64
16623 | STANDARD | CASSVILLE | PA | PRIMARY | 40.29 | -78.02
15321 | STANDARD | CECIL | PA | PRIMARY | 40.33 | -80.21
16404 | STANDARD | CENTERVILLE | PA | PRIMARY | 41.73 | -79.76
16432 | STANDARD | RICEVILLE | PA | PRIMARY | 41.78 | -79.8
15926 | STANDARD | CENTRAL CITY | PA | PRIMARY | 40.1 | -78.8
16828 | STANDARD | CENTRE HALL | PA | PRIMARY | 40.84 | -77.68
15421 | PO BOX | CHALK HILL | PA | PRIMARY | 39.83 | -79.6
15723 | PO BOX | CHAMBERSVILLE | PA | PRIMARY | 40.72 | -79.14
15622 | STANDARD | CHAMPION | PA | PRIMARY | 40.04 | -79.32
16312 | PO BOX | CHANDLERS VALLEY | PA | PRIMARY | 41.95 | -79.3
15022 | STANDARD | CHARLEROI | PA | PRIMARY | 40.13 | -79.9
15721 | PO BOX | BURNSIDE | PA | PRIMARY | 40.81 | -78.78
15724 | STANDARD | CHERRY TREE | PA | PRIMARY | 40.72 | -78.8
15422 | PO BOX | CHESTNUT RIDGE | PA | PRIMARY | 39.98 | -79.8
16624 | PO BOX | CHEST SPRINGS | PA | PRIMARY | 40.57 | -78.61
15024 | STANDARD | CHESWICK | PA | PRIMARY | 40.54 | -79.8
16025 | STANDARD | CHICORA | PA | PRIMARY | 40.94 | -79.74
15025 | STANDARD | CLAIRTON | PA | PRIMARY | 40.29 | -79.88
16829 | STANDARD | CLARENCE | PA | PRIMARY | 41.08 | -77.87
16313 | STANDARD | CLARENDON | PA | PRIMARY | 41.78 | -79.09
15623 | STANDARD | CLARIDGE | PA | PRIMARY | 40.32 | -79.65
16214 | STANDARD | CLARION | PA | PRIMARY | 41.21 | -79.38
16113 | PO BOX | CLARK | PA | PRIMARY | 41.28 | -80.4
15725 | STANDARD | CLARKSBURG | PA | PRIMARY | 40.49 | -79.36
16114 | STANDARD | CLARKS MILLS | PA | PRIMARY | 41.38 | -80.16
15322 | STANDARD | CLARKSVILLE | PA | PRIMARY | 39.97 | -80.04
16625 | STANDARD | CLAYSBURG | PA | PRIMARY | 40.29 | -78.44
16670 | STANDARD | QUEEN | PA | PRIMARY | 40.25 | -78.51
16682 | STANDARD | SPROUL | PA | PRIMARY | 40.32 | -78.5
15323 | STANDARD | CLAYSVILLE | PA | PRIMARY | 40.12 | -80.41
16830 | STANDARD | CLEARFIELD | PA | PRIMARY | 41.02 | -78.43
15535 | STANDARD | CLEARVILLE | PA | PRIMARY | 39.91 | -78.37
15026 | STANDARD | CLINTON | PA | PRIMARY | 40.51 | -80.34
16372 | PO BOX | CLINTONVILLE | PA | PRIMARY | 41.2 | -79.87
15727 | PO BOX | CLUNE | PA | PRIMARY | 40.57 | -79.29
15728 | STANDARD | CLYMER | PA | PRIMARY | 40.66 | -79.01
15761 | STANDARD | MENTCLE | PA | PRIMARY | 40.63 | -78.88
15423 | STANDARD | COAL CENTER | PA | PRIMARY | 40.06 | -79.9
16627 | STANDARD | COALPORT | PA | PRIMARY | 40.74 | -78.53
16832 | STANDARD | COBURN | PA | PRIMARY | 40.85 | -77.49
16314 | STANDARD | COCHRANTON | PA | PRIMARY | 41.51 | -80.04
15324 | PO BOX | COKEBURG | PA | PRIMARY | 40.09 | -80.06
16405 | STANDARD | COLUMBUS | PA | PRIMARY | 41.95 | -79.58
15927 | STANDARD | COLVER | PA | PRIMARY | 40.54 | -78.78
15729 | STANDARD | COMMODORE | PA | PRIMARY | 40.69 | -78.9
15424 | STANDARD | CONFLUENCE | PA | PRIMARY | 39.8 | -79.35
15485 | PO BOX | URSINA | PA | PRIMARY | 39.81 | -79.33
16316 | STANDARD | CONNEAUT LAKE | PA | PRIMARY | 41.6 | -80.3
16406 | STANDARD | CONNEAUTVILLE | PA | PRIMARY | 41.75 | -80.36
15425 | STANDARD | CONNELLSVILLE | PA | PRIMARY | 40.01 | -79.58
16027 | PO BOX | CONNOQUENESSING | PA | PRIMARY | 40.81 | -80.01
15027 | STANDARD | CONWAY | PA | PRIMARY | 40.66 | -80.24
16217 | STANDARD | COOKSBURG | PA | PRIMARY | 41.33 | -79.18
16317 | STANDARD | COOPERSTOWN | PA | PRIMARY | 41.49 | -79.87
15731 | PO BOX | CORAL | PA | PRIMARY | 40.51 | -79.2
15108 | STANDARD | CORAOPOLIS | PA | PRIMARY | 40.51 | -80.16
16407 | STANDARD | CORRY | PA | PRIMARY | 41.92 | -79.63
15829 | STANDARD | CORSICA | PA | PRIMARY | 41.18 | -79.2
15028 | PO BOX | COULTERS | PA | PRIMARY | 40.3 | -79.79
16218 | STANDARD | COWANSVILLE | PA | PRIMARY | 40.93 | -79.59
15624 | PO BOX | CRABTREE | PA | PRIMARY | 40.34 | -79.53
16410 | STANDARD | CRANESVILLE | PA | PRIMARY | 41.9 | -80.34
15732 | STANDARD | CREEKSIDE | PA | PRIMARY | 40.68 | -79.19
15739 | PO BOX | ERNEST | PA | PRIMARY | 40.67 | -79.16
15030 | STANDARD | CREIGHTON | PA | PRIMARY | 40.58 | -79.78
16630 | STANDARD | CRESSON | PA | PRIMARY | 40.46 | -78.58
16699 | UNIQUE | CRESSON | PA | PRIMARY | 40.46 | -78.58
16724 | PO BOX | CROSBY | PA | PRIMARY | 41.75 | -78.37
16220 | PO BOX | CROWN | PA | PRIMARY | 41.39 | -79.27
15325 | PO BOX | CRUCIBLE | PA | PRIMARY | 39.93 | -79.95
15536 | STANDARD | CRYSTAL SPRING | PA | PRIMARY | 39.93 | -78.21
15031 | STANDARD | CUDDY | PA | PRIMARY | 40.36 | -80.17
16221 | PO BOX | CURLLSVILLE | PA | PRIMARY | 41.1 | -79.43
16631 | PO BOX | CURRYVILLE | PA | PRIMARY | 40.29 | -78.3
15032 | PO BOX | CURTISVILLE | PA | PRIMARY | 40.64 | -79.84
16833 | STANDARD | CURWENSVILLE | PA | PRIMARY | 40.97 | -78.51
16725 | PO BOX | CUSTER CITY | PA | PRIMARY | 41.89 | -78.68
16726 | STANDARD | CYCLONE | PA | PRIMARY | 41.82 | -78.58
15831 | PO BOX | DAGUS MINES | PA | PRIMARY | 41.36 | -78.59
15427 | STANDARD | DAISYTOWN | PA | PRIMARY | 40.32 | -78.9
16115 | STANDARD | DARLINGTON | PA | PRIMARY | 40.81 | -80.42
15625 | PO BOX | DARRAGH | PA | PRIMARY | 40.25 | -79.67
15928 | STANDARD | DAVIDSVILLE | PA | PRIMARY | 40.23 | -78.93
15428 | STANDARD | DAWSON | PA | PRIMARY | 40.04 | -79.65
16222 | STANDARD | DAYTON | PA | PRIMARY | 40.88 | -79.24
16633 | PO BOX | DEFIANCE | PA | PRIMARY | 40.16 | -78.23
15733 | PO BOX | DE LANCEY | PA | PRIMARY | 40.98 | -78.97
15626 | STANDARD | DELMONT | PA | PRIMARY | 40.41 | -79.57
15429 | PO BOX | DENBO | PA | PRIMARY | 40.02 | -79.94
16727 | STANDARD | DERRICK CITY | PA | PRIMARY | 41.97 | -78.55
15627 | STANDARD | DERRY | PA | PRIMARY | 40.33 | -79.3
15430 | PO BOX | DICKERSON RUN | PA | PRIMARY | 40.02 | -79.66
15327 | STANDARD | DILLINER | PA | PRIMARY | 39.75 | -79.99
15929 | PO BOX | DILLTOWN | PA | PRIMARY | 40.47 | -78.99
16223 | PO BOX | DISTANT | PA | PRIMARY | 40.97 | -79.35
15734 | PO BOX | DIXONVILLE | PA | PRIMARY | 40.73 | -79.02
15628 | STANDARD | DONEGAL | PA | PRIMARY | 40.11 | -79.38
15033 | STANDARD | DONORA | PA | PRIMARY | 40.17 | -79.86
15034 | STANDARD | DRAVOSBURG | PA | PRIMARY | 40.35 | -79.88
16834 | PO BOX | DRIFTING | PA | PRIMARY | 41 | -78.11
15832 | STANDARD | DRIFTWOOD | PA | PRIMARY | 41.34 | -78.13
15801 | STANDARD | DU BOIS | PA | PRIMARY | 41.14 | -78.73
16634 | PO BOX | DUDLEY | PA | PRIMARY | 40.2 | -78.17
16729 | STANDARD | DUKE CENTER | PA | PRIMARY | 41.96 | -78.5
15431 | STANDARD | DUNBAR | PA | PRIMARY | 39.97 | -79.61
16635 | STANDARD | DUNCANSVILLE | PA | PRIMARY | 40.42 | -78.42
15432 | PO BOX | DUNLEVY | PA | PRIMARY | 40.11 | -79.85
15930 | PO BOX | DUNLO | PA | PRIMARY | 40.28 | -78.73
15110 | STANDARD | DUQUESNE | PA | PRIMARY | 40.37 | -79.85
16636 | STANDARD | DYSART | PA | PRIMARY | 40.6 | -78.5
16028 | STANDARD | EAST BRADY | PA | PRIMARY | 40.98 | -79.61
16029 | PO BOX | EAST BUTLER | PA | PRIMARY | 40.87 | -79.84
16637 | STANDARD | EAST FREEDOM | PA | PRIMARY | 40.32 | -78.45
15035 | STANDARD | EAST MC KEESPORT | PA | PRIMARY | 40.38 | -79.8
15433 | STANDARD | EAST MILLSBORO | PA | PRIMARY | 39.98 | -79.96
15112 | STANDARD | EAST PITTSBURGH | PA | PRIMARY | 40.39 | -79.83
16730 | PO BOX | EAST SMETHPORT | PA | PRIMARY | 41.83 | -78.43
16411 | STANDARD | EAST SPRINGFIELD | PA | PRIMARY | 41.98 | -80.44
15629 | PO BOX | EAST VANDERGRIFT | PA | PRIMARY | 40.59 | -79.56
16030 | PO BOX | EAU CLAIRE | PA | PRIMARY | 41.13 | -79.79
15931 | STANDARD | EBENSBURG | PA | PRIMARY | 40.48 | -78.72
16412 | STANDARD | EDINBORO | PA | PRIMARY | 41.87 | -80.12
16444 | UNIQUE | EDINBORO | PA | PRIMARY | 41.87 | -80.12
16116 | STANDARD | EDINBURG | PA | PRIMARY | 41.02 | -80.46
15330 | STANDARD | EIGHTY FOUR | PA | PRIMARY | 40.18 | -80.13
15434 | PO BOX | ELCO | PA | PRIMARY | 40.08 | -79.88
15736 | PO BOX | ELDERTON | PA | PRIMARY | 40.69 | -79.34
16731 | STANDARD | ELDRED | PA | PRIMARY | 41.95 | -78.38
16413 | PO BOX | ELGIN | PA | PRIMARY | 41.91 | -79.74
15037 | STANDARD | ELIZABETH | PA | PRIMARY | 40.27 | -79.88
15331 | PO BOX | ELLSWORTH | PA | PRIMARY | 40.1 | -80.02
16117 | STANDARD | ELLWOOD CITY | PA | PRIMARY | 40.86 | -80.28
15737 | PO BOX | ELMORA | PA | PRIMARY | 40.6 | -78.73
15038 | PO BOX | ELRAMA | PA | PRIMARY | 40.24 | -79.98
15934 | PO BOX | ELTON | PA | PRIMARY | 40.33 | -78.77
15738 | PO BOX | EMEIGH | PA | PRIMARY | 40.69 | -78.76
16373 | STANDARD | EMLENTON | PA | PRIMARY | 41.18 | -79.7
15834 | STANDARD | EMPORIUM | PA | PRIMARY | 41.51 | -78.23
16321 | PO BOX | EAST HICKORY | PA | PRIMARY | 41.56 | -79.37
16322 | PO BOX | ENDEAVOR | PA | PRIMARY | 41.58 | -79.35
16120 | STANDARD | ENON VALLEY | PA | PRIMARY | 40.85 | -80.45
16501 | STANDARD | ERIE | PA | PRIMARY | 42.12 | -80.08
16502 | STANDARD | ERIE | PA | PRIMARY | 42.12 | -80.08
16503 | STANDARD | ERIE | PA | PRIMARY | 42.12 | -80.08
16504 | STANDARD | ERIE | PA | PRIMARY | 42.12 | -80.08
16505 | STANDARD | ERIE | PA | PRIMARY | 42.12 | -80.08
16506 | STANDARD | ERIE | PA | PRIMARY | 42.12 | -80.08
16507 | STANDARD | ERIE | PA | PRIMARY | 42.12 | -80.08
16508 | STANDARD | ERIE | PA | PRIMARY | 42.12 | -80.08
16509 | STANDARD | ERIE | PA | PRIMARY | 42.12 | -80.08
16510 | STANDARD | ERIE | PA | PRIMARY | 42.12 | -80.08
16511 | STANDARD | ERIE | PA | PRIMARY | 42.12 | -80.08
16512 | PO BOX | ERIE | PA | PRIMARY | 42.12 | -80.08
16514 | PO BOX | ERIE | PA | PRIMARY | 42.12 | -80.08
16515 | STANDARD | ERIE | PA | PRIMARY | 42.12 | -80.08
16522 | UNIQUE | ERIE | PA | PRIMARY | 42.12 | -80.08
16530 | UNIQUE | ERIE | PA | PRIMARY | 42.12 | -80.08
16531 | UNIQUE | ERIE | PA | PRIMARY | 42.12 | -80.08
16534 | UNIQUE | ERIE | PA | PRIMARY | 42.12 | -80.08
16538 | UNIQUE | ERIE | PA | PRIMARY | 42.12 | -80.08
16541 | STANDARD | ERIE | PA | PRIMARY | 42.12 | -80.08
16544 | STANDARD | ERIE | PA | PRIMARY | 42.12 | -80.08
16546 | STANDARD | ERIE | PA | PRIMARY | 42.12 | -80.08
16550 | STANDARD | ERIE | PA | PRIMARY | 42.12 | -80.08
16553 | UNIQUE | ERIE | PA | PRIMARY | 42.12 | -80.08
16563 | STANDARD | ERIE | PA | PRIMARY | 42.12 | -80.08
16565 | STANDARD | ERIE | PA | PRIMARY | 42.12 | -80.08
16033 | STANDARD | EVANS CITY | PA | PRIMARY | 40.76 | -80.05
15537 | STANDARD | EVERETT | PA | PRIMARY | 40.01 | -78.36
15631 | PO BOX | EVERSON | PA | PRIMARY | 40.09 | -79.58
15632 | STANDARD | EXPORT | PA | PRIMARY | 40.41 | -79.62
15435 | PO BOX | FAIRBANK | PA | PRIMARY | 39.98 | -79.83
15436 | STANDARD | FAIRCHANCE | PA | PRIMARY | 39.82 | -79.75
15538 | STANDARD | FAIRHOPE | PA | PRIMARY | 39.89 | -78.83
16224 | STANDARD | FAIRMOUNT CITY | PA | PRIMARY | 41.05 | -79.29
16415 | STANDARD | FAIRVIEW | PA | PRIMARY | 42.03 | -80.25
16639 | STANDARD | FALLENTIMBER | PA | PRIMARY | 40.66 | -78.48
15840 | STANDARD | FALLS CREEK | PA | PRIMARY | 41.14 | -78.8
15437 | STANDARD | FARMINGTON | PA | PRIMARY | 39.78 | -79.61
16121 | STANDARD | FARRELL | PA | PRIMARY | 41.2 | -80.49
15438 | STANDARD | FAYETTE CITY | PA | PRIMARY | 40.1 | -79.83
16034 | STANDARD | FENELTON | PA | PRIMARY | 40.85 | -79.75
15332 | STANDARD | FINLEYVILLE | PA | PRIMARY | 40.25 | -80
16225 | PO BOX | FISHER | PA | PRIMARY | 41.26 | -79.25
15539 | STANDARD | FISHERTOWN | PA | PRIMARY | 40.12 | -78.58
16835 | PO BOX | FLEMING | PA | PRIMARY | 40.91 | -77.92
16640 | STANDARD | FLINTON | PA | PRIMARY | 40.7 | -78.47
16123 | STANDARD | FOMBELL | PA | PRIMARY | 40.81 | -80.2
15633 | PO BOX | FORBES ROAD | PA | PRIMARY | 40.34 | -79.53
15841 | PO BOX | FORCE | PA | PRIMARY | 41.26 | -78.49
16226 | STANDARD | FORD CITY | PA | PRIMARY | 40.76 | -79.53
16228 | STANDARD | FORD CLIFF | PA | PRIMARY | 40.75 | -79.53
16035 | PO BOX | FORESTVILLE | PA | PRIMARY | 41.11 | -79.98
15540 | STANDARD | FORT HILL | PA | PRIMARY | 39.86 | -79.24
16036 | PO BOX | FOXBURG | PA | PRIMARY | 41.14 | -79.68
16323 | STANDARD | FRANKLIN | PA | PRIMARY | 41.39 | -79.83
15333 | STANDARD | FREDERICKTOWN | PA | PRIMARY | 40.02 | -80.03
16124 | STANDARD | FREDONIA | PA | PRIMARY | 41.32 | -80.25
15042 | STANDARD | FREEDOM | PA | PRIMARY | 40.68 | -80.25
16229 | STANDARD | FREEPORT | PA | PRIMARY | 40.68 | -79.68
16836 | STANDARD | FRENCHVILLE | PA | PRIMARY | 41.14 | -78.24
16850 | STANDARD | LECONTES MILLS | PA | PRIMARY | 41.07 | -78.26
15541 | STANDARD | FRIEDENS | PA | PRIMARY | 40.04 | -79
15549 | PO BOX | LISTIE | PA | PRIMARY | 40.04 | -79.12
16326 | STANDARD | FRYBURG | PA | PRIMARY | 41.35 | -79.45
16641 | STANDARD | GALLITZIN | PA | PRIMARY | 40.48 | -78.55
15334 | STANDARD | GARARDS FORT | PA | PRIMARY | 39.81 | -80.02
16416 | PO BOX | GARLAND | PA | PRIMARY | 41.8 | -79.43
15542 | STANDARD | GARRETT | PA | PRIMARY | 39.86 | -79.06
15336 | PO BOX | GASTONVILLE | PA | PRIMARY | 40.26 | -80
15043 | STANDARD | GEORGETOWN | PA | PRIMARY | 40.64 | -80.49
15440 | STANDARD | GIBBON GLADE | PA | PRIMARY | 39.73 | -79.56
15044 | STANDARD | GIBSONIA | PA | PRIMARY | 40.63 | -79.94
16732 | STANDARD | GIFFORD | PA | PRIMARY | 41.85 | -78.56
15741 | PO BOX | GIPSY | PA | PRIMARY | 40.8 | -78.88
16417 | STANDARD | GIRARD | PA | PRIMARY | 42 | -80.31
16644 | PO BOX | GLASGOW | PA | PRIMARY | 40.7 | -78.44
15045 | STANDARD | GLASSPORT | PA | PRIMARY | 40.32 | -79.88
15742 | STANDARD | GLEN CAMPBELL | PA | PRIMARY | 40.81 | -78.83
15116 | STANDARD | GLENSHAW | PA | PRIMARY | 40.52 | -79.95
15046 | STANDARD | CRESCENT | PA | PRIMARY | 40.55 | -80.23
16838 | STANDARD | GRAMPIAN | PA | PRIMARY | 40.96 | -78.61
16420 | STANDARD | GRAND VALLEY | PA | PRIMARY | 41.72 | -79.54
15634 | STANDARD | GRAPEVILLE | PA | PRIMARY | 40.3 | -79.59
15544 | PO BOX | GRAY | PA | PRIMARY | 40.19 | -79.04
15337 | STANDARD | GRAYSVILLE | PA | PRIMARY | 39.89 | -80.39
15047 | PO BOX | GREENOCK | PA | PRIMARY | 40.24 | -79.83
15338 | STANDARD | GREENSBORO | PA | PRIMARY | 39.79 | -79.91
15601 | STANDARD | GREENSBURG | PA | PRIMARY | 40.31 | -79.54
15605 | UNIQUE | GREENSBURG | PA | PRIMARY | 40.31 | -79.54
15606 | UNIQUE | GREENSBURG | PA | PRIMARY | 40.31 | -79.54
16125 | STANDARD | GREENVILLE | PA | PRIMARY | 41.4 | -80.38
15442 | STANDARD | GRINDSTONE | PA | PRIMARY | 40.01 | -79.83
16127 | STANDARD | GROVE CITY | PA | PRIMARY | 41.15 | -80.08
16327 | STANDARD | GUYS MILLS | PA | PRIMARY | 41.63 | -79.95
16130 | STANDARD | HADLEY | PA | PRIMARY | 41.43 | -80.12
15744 | STANDARD | HAMILTON | PA | PRIMARY | 40.92 | -79.09
15635 | PO BOX | HANNASTOWN | PA | PRIMARY | 40.34 | -79.53
16421 | STANDARD | HARBORCREEK | PA | PRIMARY | 42.17 | -79.93
16422 | PO BOX | HARMONSBURG | PA | PRIMARY | 41.66 | -80.28
16037 | STANDARD | HARMONY | PA | PRIMARY | 40.8 | -80.12
15636 | STANDARD | HARRISON CITY | PA | PRIMARY | 40.37 | -79.67
16038 | STANDARD | HARRISVILLE | PA | PRIMARY | 41.13 | -80.01
16131 | STANDARD | HARTSTOWN | PA | PRIMARY | 41.55 | -80.38
15049 | STANDARD | HARWICK | PA | PRIMARY | 40.56 | -79.8
16646 | STANDARD | HASTINGS | PA | PRIMARY | 40.66 | -78.7
16675 | PO BOX | SAINT BONIFACE | PA | PRIMARY | 40.66 | -78.68
16840 | STANDARD | HAWK RUN | PA | PRIMARY | 40.94 | -78.21
16230 | PO BOX | HAWTHORN | PA | PRIMARY | 41.02 | -79.27
16733 | PO BOX | HAZEL HURST | PA | PRIMARY | 41.7 | -78.58
15745 | PO BOX | HEILWOOD | PA | PRIMARY | 40.61 | -78.91
16039 | PO BOX | HERMAN | PA | PRIMARY | 40.83 | -79.79
15637 | STANDARD | HERMINIE | PA | PRIMARY | 40.23 | -79.71
16647 | STANDARD | HESSTON | PA | PRIMARY | 40.39 | -78.11
15443 | PO BOX | HIBBS | PA | PRIMARY | 39.91 | -79.87
15340 | STANDARD | HICKORY | PA | PRIMARY | 40.3 | -80.32
15444 | STANDARD | HILLER | PA | PRIMARY | 40 | -79.9
16040 | STANDARD | HILLIARDS | PA | PRIMARY | 41.1 | -79.83
15746 | PO BOX | HILLSDALE | PA | PRIMARY | 40.75 | -78.88
16132 | PO BOX | HILLSVILLE | PA | PRIMARY | 41.02 | -80.49
15341 | STANDARD | HOLBROOK | PA | PRIMARY | 39.84 | -80.34
16648 | STANDARD | HOLLIDAYSBURG | PA | PRIMARY | 40.43 | -78.39
15935 | STANDARD | HOLLSOPPLE | PA | PRIMARY | 40.24 | -78.96
15953 | STANDARD | SEANOR | PA | PRIMARY | 40.22 | -78.89
15747 | STANDARD | HOME | PA | PRIMARY | 40.78 | -79.15
15713 | STANDARD | AULTMAN | PA | PRIMARY | 40.54 | -79.22
15748 | STANDARD | HOMER CITY | PA | PRIMARY | 40.53 | -79.15
15120 | STANDARD | HOMESTEAD | PA | PRIMARY | 40.4 | -79.9
15050 | STANDARD | HOOKSTOWN | PA | PRIMARY | 40.59 | -80.47
15936 | STANDARD | HOOVERSVILLE | PA | PRIMARY | 40.15 | -78.91
16650 | STANDARD | HOPEWELL | PA | PRIMARY | 40.13 | -78.26
15445 | STANDARD | HOPWOOD | PA | PRIMARY | 39.87 | -79.7
15638 | PO BOX | HOSTETTER | PA | PRIMARY | 40.27 | -79.41
15342 | STANDARD | HOUSTON | PA | PRIMARY | 40.25 | -80.21
16651 | STANDARD | HOUTZDALE | PA | PRIMARY | 40.82 | -78.35
16698 | UNIQUE | HOUTZDALE | PA | PRIMARY | 40.82 | -78.35
16841 | STANDARD | HOWARD | PA | PRIMARY | 41.01 | -77.65
15639 | STANDARD | HUNKER | PA | PRIMARY | 40.2 | -79.61
16652 | STANDARD | HUNTINGDON | PA | PRIMARY | 40.49 | -78.01
16654 | UNIQUE | HUNTINGDON | PA | PRIMARY | 40.49 | -78.01
15640 | PO BOX | HUTCHINSON | PA | PRIMARY | 40.23 | -79.71
16843 | PO BOX | HYDE | PA | PRIMARY | 41 | -78.46
15641 | STANDARD | HYDE PARK | PA | PRIMARY | 40.63 | -79.58
16328 | PO BOX | HYDETOWN | PA | PRIMARY | 41.65 | -79.72
15545 | STANDARD | HYNDMAN | PA | PRIMARY | 39.82 | -78.72
15564 | STANDARD | WELLERSBURG | PA | PRIMARY | 39.72 | -78.84
16655 | STANDARD | IMLER | PA | PRIMARY | 40.24 | -78.54
15126 | STANDARD | IMPERIAL | PA | PRIMARY | 40.45 | -80.25
15701 | STANDARD | INDIANA | PA | PRIMARY | 40.62 | -79.15
15705 | UNIQUE | INDIANA | PA | PRIMARY | 40.62 | -79.15
15446 | STANDARD | INDIAN HEAD | PA | PRIMARY | 40.01 | -79.39
15051 | STANDARD | INDIANOLA | PA | PRIMARY | 40.57 | -79.87
15052 | STANDARD | INDUSTRY | PA | PRIMARY | 40.65 | -80.4
15127 | PO BOX | INGOMAR | PA | PRIMARY | 40.56 | -80.02
16329 | STANDARD | IRVINE | PA | PRIMARY | 41.84 | -79.18
16656 | STANDARD | IRVONA | PA | PRIMARY | 40.77 | -78.55
15642 | STANDARD | IRWIN | PA | PRIMARY | 40.32 | -79.69
15447 | PO BOX | ISABELLA | PA | PRIMARY | 39.95 | -79.93
16133 | STANDARD | JACKSON CENTER | PA | PRIMARY | 41.27 | -80.13
15448 | PO BOX | JACOBS CREEK | PA | PRIMARY | 40.19 | -79.73
16734 | PO BOX | JAMES CITY | PA | PRIMARY | 41.62 | -78.83
16638 | STANDARD | ENTRIKEN | PA | PRIMARY | 40.34 | -78.18
16657 | STANDARD | JAMES CREEK | PA | PRIMARY | 40.33 | -78.18
16134 | STANDARD | JAMESTOWN | PA | PRIMARY | 41.48 | -80.43
15644 | STANDARD | JEANNETTE | PA | PRIMARY | 40.33 | -79.62
15344 | STANDARD | JEFFERSON | PA | PRIMARY | 39.93 | -80.05
15547 | PO BOX | JENNERSTOWN | PA | PRIMARY | 40.16 | -79.06
15937 | PO BOX | JEROME | PA | PRIMARY | 40.21 | -78.98
15053 | STANDARD | JOFFRE | PA | PRIMARY | 40.38 | -80.39
15845 | STANDARD | JOHNSONBURG | PA | PRIMARY | 41.49 | -78.67
15901 | STANDARD | JOHNSTOWN | PA | PRIMARY | 40.32 | -78.91
15902 | STANDARD | JOHNSTOWN | PA | PRIMARY | 40.32 | -78.91
15904 | STANDARD | JOHNSTOWN | PA | PRIMARY | 40.32 | -78.91
15905 | STANDARD | JOHNSTOWN | PA | PRIMARY | 40.32 | -78.91
15906 | STANDARD | JOHNSTOWN | PA | PRIMARY | 40.32 | -78.91
15907 | PO BOX | JOHNSTOWN | PA | PRIMARY | 40.32 | -78.91
15909 | STANDARD | JOHNSTOWN | PA | PRIMARY | 40.32 | -78.91
15915 | STANDARD | JOHNSTOWN | PA | PRIMARY | 40.32 | -78.91
15945 | STANDARD | PARKHILL | PA | PRIMARY | 40.36 | -78.86
15646 | STANDARD | JONES MILLS | PA | PRIMARY | 40.06 | -79.31
16844 | STANDARD | JULIAN | PA | PRIMARY | 40.91 | -77.93
16728 | STANDARD | DE YOUNG | PA | PRIMARY | 41.57 | -78.91
16735 | STANDARD | KANE | PA | PRIMARY | 41.66 | -78.8
16041 | STANDARD | KARNS CITY | PA | PRIMARY | 40.99 | -79.72
16845 | STANDARD | KARTHAUS | PA | PRIMARY | 41.11 | -78.12
16871 | STANDARD | POTTERSDALE | PA | PRIMARY | 41.2 | -78.02
15449 | PO BOX | KEISTERVILLE | PA | PRIMARY | 39.94 | -79.77
16374 | STANDARD | KENNERDELL | PA | PRIMARY | 41.27 | -79.85
15752 | PO BOX | KENT | PA | PRIMARY | 40.53 | -79.28
15846 | STANDARD | KERSEY | PA | PRIMARY | 41.32 | -78.6
16201 | STANDARD | KITTANNING | PA | PRIMARY | 40.82 | -79.52
16232 | STANDARD | KNOX | PA | PRIMARY | 41.23 | -79.53
15847 | PO BOX | KNOX DALE | PA | PRIMARY | 41.09 | -79.03
16136 | PO BOX | KOPPEL | PA | PRIMARY | 40.83 | -80.32
16331 | STANDARD | KOSSUTH | PA | PRIMARY | 41.28 | -79.59
16847 | PO BOX | KYLERTOWN | PA | PRIMARY | 40.99 | -78.16
15450 | STANDARD | LA BELLE | PA | PRIMARY | 39.96 | -79.94
15753 | STANDARD | LA JOSE | PA | PRIMARY | 40.81 | -78.62
16423 | STANDARD | LAKE CITY | PA | PRIMARY | 42.01 | -80.34
15451 | STANDARD | LAKE LYNN | PA | PRIMARY | 39.74 | -79.84
16848 | PO BOX | LAMAR | PA | PRIMARY | 41.01 | -77.51
16375 | PO BOX | LAMARTINE | PA | PRIMARY | 41.22 | -79.64
15054 | PO BOX | LANGELOTH | PA | PRIMARY | 40.39 | -80.44
16849 | PO BOX | LANSE | PA | PRIMARY | 40.97 | -78.13
15647 | STANDARD | LARIMER | PA | PRIMARY | 40.35 | -79.72
15650 | STANDARD | LATROBE | PA | PRIMARY | 40.31 | -79.38
15655 | STANDARD | LAUGHLINTOWN | PA | PRIMARY | 40.19 | -79.16
15055 | STANDARD | LAWRENCE | PA | PRIMARY | 40.31 | -80.14
15454 | PO BOX | LECKRONE | PA | PRIMARY | 39.86 | -79.87
15656 | STANDARD | LEECHBURG | PA | PRIMARY | 40.63 | -79.6
16233 | STANDARD | LEEPER | PA | PRIMARY | 41.36 | -79.29
15056 | STANDARD | LEETSDALE | PA | PRIMARY | 40.56 | -80.21
15455 | PO BOX | LEISENRING | PA | PRIMARY | 40 | -79.61
16851 | PO BOX | LEMONT | PA | PRIMARY | 40.78 | -77.9
15456 | STANDARD | LEMONT FURNACE | PA | PRIMARY | 39.92 | -79.64
16738 | STANDARD | LEWIS RUN | PA | PRIMARY | 41.87 | -78.66
15129 | STANDARD | SOUTH PARK | PA | PRIMARY | 40.29 | -79.99
15658 | STANDARD | LIGONIER | PA | PRIMARY | 40.24 | -79.23
15938 | STANDARD | LILLY | PA | PRIMARY | 40.42 | -78.62
16234 | PO BOX | LIMESTONE | PA | PRIMARY | 41.13 | -79.28
16424 | STANDARD | LINESVILLE | PA | PRIMARY | 41.65 | -80.42
15940 | STANDARD | LORETTO | PA | PRIMARY | 40.5 | -78.63
15660 | PO BOX | LOWBER | PA | PRIMARY | 40.23 | -79.71
15661 | STANDARD | LOYALHANNA | PA | PRIMARY | 40.3 | -79.34
16659 | STANDARD | LOYSBURG | PA | PRIMARY | 40.17 | -78.37
15754 | PO BOX | LUCERNEMINES | PA | PRIMARY | 40.55 | -79.15
16235 | STANDARD | LUCINDA | PA | PRIMARY | 41.31 | -79.38
16257 | STANDARD | SNYDERSBURG | PA | PRIMARY | 41.33 | -79.35
16333 | PO BOX | LUDLOW | PA | PRIMARY | 41.73 | -78.95
15848 | STANDARD | LUTHERSBURG | PA | PRIMARY | 41.03 | -78.74
15866 | STANDARD | TROUTVILLE | PA | PRIMARY | 41.02 | -78.78
15662 | PO BOX | LUXOR | PA | PRIMARY | 40.34 | -79.53
16045 | STANDARD | LYNDORA | PA | PRIMARY | 40.85 | -79.92
15458 | STANDARD | MC CLELLANDTOWN | PA | PRIMARY | 39.88 | -79.86
16660 | PO BOX | MC CONNELLSTOWN | PA | PRIMARY | 40.46 | -78.05
15057 | STANDARD | MC DONALD | PA | PRIMARY | 40.37 | -80.23
16236 | PO BOX | MC GRANN | PA | PRIMARY | 40.76 | -79.53
15756 | PO BOX | MC INTYRE | PA | PRIMARY | 40.59 | -79.3
16426 | STANDARD | MC KEAN | PA | PRIMARY | 41.99 | -80.13
15131 | STANDARD | MCKEESPORT | PA | PRIMARY | 40.33 | -79.83
15132 | STANDARD | MCKEESPORT | PA | PRIMARY | 40.33 | -79.83
15133 | STANDARD | MCKEESPORT | PA | PRIMARY | 40.33 | -79.83
15134 | PO BOX | MCKEESPORT | PA | PRIMARY | 40.33 | -79.83
15135 | STANDARD | MCKEESPORT | PA | PRIMARY | 40.33 | -79.83
15136 | STANDARD | MC KEES ROCKS | PA | PRIMARY | 40.46 | -80.06
16645 | PO BOX | GLEN HOPE | PA | PRIMARY | 40.79 | -78.49
16661 | STANDARD | MADERA | PA | PRIMARY | 40.82 | -78.44
15663 | PO BOX | MADISON | PA | PRIMARY | 40.24 | -79.67
16852 | STANDARD | MADISONBURG | PA | PRIMARY | 40.94 | -77.49
15757 | STANDARD | MAHAFFEY | PA | PRIMARY | 40.87 | -78.72
15664 | PO BOX | MAMMOTH | PA | PRIMARY | 40.16 | -79.51
15550 | STANDARD | MANNS CHOICE | PA | PRIMARY | 40 | -78.59
15665 | STANDARD | MANOR | PA | PRIMARY | 40.34 | -79.67
16238 | PO BOX | MANORVILLE | PA | PRIMARY | 40.78 | -79.52
16334 | STANDARD | MARBLE | PA | PRIMARY | 41.32 | -79.44
15345 | STANDARD | MARIANNA | PA | PRIMARY | 40.01 | -80.11
16239 | STANDARD | MARIENVILLE | PA | PRIMARY | 41.45 | -79.08
15759 | STANDARD | MARION CENTER | PA | PRIMARY | 40.77 | -79.04
15551 | STANDARD | MARKLETON | PA | PRIMARY | 39.87 | -79.29
15459 | STANDARD | MARKLEYSBURG | PA | PRIMARY | 39.73 | -79.45
16046 | STANDARD | MARS | PA | PRIMARY | 40.69 | -80.01
16066 | STANDARD | CRANBERRY TWP | PA | PRIMARY | 40.71 | -80.1
15460 | PO BOX | MARTIN | PA | PRIMARY | 39.8 | -79.89
16662 | STANDARD | MARTINSBURG | PA | PRIMARY | 40.31 | -78.32
15410 | STANDARD | ADAH | PA | PRIMARY | 39.88 | -79.89
15461 | STANDARD | MASONTOWN | PA | PRIMARY | 39.84 | -79.9
15346 | PO BOX | MATHER | PA | PRIMARY | 39.95 | -80.09
16240 | STANDARD | MAYPORT | PA | PRIMARY | 41.02 | -79.22
15347 | PO BOX | MEADOW LANDS | PA | PRIMARY | 40.25 | -80.24
16335 | STANDARD | MEADVILLE | PA | PRIMARY | 41.64 | -80.14
16388 | UNIQUE | MEADVILLE | PA | PRIMARY | 41.64 | -80.14
15462 | STANDARD | MELCROFT | PA | PRIMARY | 40.06 | -79.36
16137 | STANDARD | MERCER | PA | PRIMARY | 41.22 | -80.23
15463 | PO BOX | MERRITTSTOWN | PA | PRIMARY | 39.96 | -79.86
15552 | STANDARD | MEYERSDALE | PA | PRIMARY | 39.81 | -79.02
15059 | STANDARD | MIDLAND | PA | PRIMARY | 40.63 | -80.45
15060 | PO BOX | MIDWAY | PA | PRIMARY | 40.36 | -80.29
16853 | PO BOX | MILESBURG | PA | PRIMARY | 40.94 | -77.79
16854 | STANDARD | MILLHEIM | PA | PRIMARY | 40.89 | -77.47
15464 | STANDARD | MILL RUN | PA | PRIMARY | 39.96 | -79.45
15348 | PO BOX | MILLSBORO | PA | PRIMARY | 39.98 | -80.03
16427 | PO BOX | MILL VILLAGE | PA | PRIMARY | 41.87 | -79.97
15942 | STANDARD | MINERAL POINT | PA | PRIMARY | 40.38 | -78.82
16855 | PO BOX | MINERAL SPRINGS | PA | PRIMARY | 40.98 | -78.35
16856 | PO BOX | MINGOVILLE | PA | PRIMARY | 40.93 | -77.74
15061 | STANDARD | MONACA | PA | PRIMARY | 40.68 | -80.27
15062 | STANDARD | MONESSEN | PA | PRIMARY | 40.15 | -79.88
15063 | STANDARD | MONONGAHELA | PA | PRIMARY | 40.19 | -79.92
16663 | PO BOX | MORANN | PA | PRIMARY | 40.8 | -78.35
15064 | STANDARD | MORGAN | PA | PRIMARY | 40.36 | -80.15
16839 | STANDARD | GRASSFLAT | PA | PRIMARY | 41.01 | -78.11
16858 | STANDARD | MORRISDALE | PA | PRIMARY | 41.01 | -78.22
16859 | STANDARD | MOSHANNON | PA | PRIMARY | 41.02 | -78.04
15465 | PO BOX | MOUNT BRADDOCK | PA | PRIMARY | 39.94 | -79.67
16740 | STANDARD | MOUNT JEWETT | PA | PRIMARY | 41.72 | -78.64
15349 | STANDARD | MOUNT MORRIS | PA | PRIMARY | 39.75 | -80.11
15666 | STANDARD | MOUNT PLEASANT | PA | PRIMARY | 40.15 | -79.54
15668 | STANDARD | MURRYSVILLE | PA | PRIMARY | 40.46 | -79.67
15350 | PO BOX | MUSE | PA | PRIMARY | 40.32 | -80.21
15943 | STANDARD | NANTY GLO | PA | PRIMARY | 40.47 | -78.83
15065 | STANDARD | NATRONA HEIGHTS | PA | PRIMARY | 40.64 | -79.73
15351 | PO BOX | NEMACOLIN | PA | PRIMARY | 39.87 | -79.92
15670 | STANDARD | NEW ALEXANDRIA | PA | PRIMARY | 40.39 | -79.41
15553 | PO BOX | NEW BALTIMORE | PA | PRIMARY | 39.98 | -78.77
16140 | PO BOX | NEW BEDFORD | PA | PRIMARY | 41.1 | -80.5
16242 | STANDARD | NEW BETHLEHEM | PA | PRIMARY | 41 | -79.32
16253 | STANDARD | SEMINOLE | PA | PRIMARY | 40.96 | -79.33
15066 | STANDARD | NEW BRIGHTON | PA | PRIMARY | 40.73 | -80.3
16101 | STANDARD | NEW CASTLE | PA | PRIMARY | 40.99 | -80.34
16102 | STANDARD | NEW CASTLE | PA | PRIMARY | 40.99 | -80.34
16103 | PO BOX | NEW CASTLE | PA | PRIMARY | 40.99 | -80.34
16105 | STANDARD | NEW CASTLE | PA | PRIMARY | 40.99 | -80.34
16107 | PO BOX | NEW CASTLE | PA | PRIMARY | 40.99 | -80.34
16108 | STANDARD | NEW CASTLE | PA | PRIMARY | 40.99 | -80.34
15671 | STANDARD | NEW DERRY | PA | PRIMARY | 40.32 | -79.3
15067 | STANDARD | NEW EAGLE | PA | PRIMARY | 40.2 | -79.95
15466 | PO BOX | NEWELL | PA | PRIMARY | 40.07 | -79.88
16664 | STANDARD | NEW ENTERPRISE | PA | PRIMARY | 40.16 | -78.37
15944 | STANDARD | NEW FLORENCE | PA | PRIMARY | 40.37 | -79.07
15352 | STANDARD | NEW FREEPORT | PA | PRIMARY | 39.75 | -80.45
16141 | STANDARD | NEW GALILEE | PA | PRIMARY | 40.83 | -80.4
15467 | PO BOX | NEW GENEVA | PA | PRIMARY | 39.78 | -79.89
15068 | STANDARD | NEW KENSINGTON | PA | PRIMARY | 40.56 | -79.75
15069 | UNIQUE | NEW KENSINGTON | PA | PRIMARY | 40.56 | -79.75
16861 | STANDARD | NEW MILLPORT | PA | PRIMARY | 40.88 | -78.48
15554 | STANDARD | NEW PARIS | PA | PRIMARY | 40.1 | -78.64
16665 | PO BOX | NEWRY | PA | PRIMARY | 40.39 | -78.43
15468 | STANDARD | NEW SALEM | PA | PRIMARY | 39.9 | -76.79
15672 | STANDARD | NEW STANTON | PA | PRIMARY | 40.22 | -79.6
16142 | STANDARD | NEW WILMINGTON | PA | PRIMARY | 41.11 | -80.33
16172 | UNIQUE | NEW WILMINGTON | PA | PRIMARY | 41.11 | -80.33
15762 | STANDARD | NICKTOWN | PA | PRIMARY | 40.59 | -78.81
15353 | PO BOX | NINEVEH | PA | PRIMARY | 39.97 | -80.3
15469 | STANDARD | NORMALVILLE | PA | PRIMARY | 40.02 | -79.4
15673 | PO BOX | NORTH APOLLO | PA | PRIMARY | 40.59 | -79.55
16428 | STANDARD | NORTH EAST | PA | PRIMARY | 42.21 | -79.83
16430 | STANDARD | NORTH SPRINGFIELD | PA | PRIMARY | 41.95 | -80.47
15137 | STANDARD | NORTH VERSAILLES | PA | PRIMARY | 40.37 | -79.8
16048 | PO BOX | NORTH WASHINGTON | PA | PRIMARY | 40.53 | -79.6
15674 | PO BOX | NORVELT | PA | PRIMARY | 40.16 | -79.51
16244 | PO BOX | NU MINE | PA | PRIMARY | 40.8 | -79.26
15071 | STANDARD | OAKDALE | PA | PRIMARY | 40.39 | -80.18
15139 | STANDARD | OAKMONT | PA | PRIMARY | 40.51 | -79.83
16245 | PO BOX | OAK RIDGE | PA | PRIMARY | 41.01 | -79.25
15470 | STANDARD | OHIOPYLE | PA | PRIMARY | 39.86 | -79.49
16301 | STANDARD | OIL CITY | PA | PRIMARY | 41.42 | -79.7
16837 | STANDARD | GLEN RICHEY | PA | PRIMARY | 40.93 | -78.47
16863 | STANDARD | OLANTA | PA | PRIMARY | 40.9 | -78.5
15764 | STANDARD | OLIVEBURG | PA | PRIMARY | 40.99 | -79.03
15472 | PO BOX | OLIVER | PA | PRIMARY | 39.91 | -79.72
16666 | STANDARD | OSCEOLA MILLS | PA | PRIMARY | 40.85 | -78.26
16677 | PO BOX | SANDY RIDGE | PA | PRIMARY | 40.79 | -78.21
16667 | STANDARD | OSTERBURG | PA | PRIMARY | 40.18 | -78.53
16049 | STANDARD | PARKER | PA | PRIMARY | 41.09 | -79.68
16668 | STANDARD | PATTON | PA | PRIMARY | 40.63 | -78.64
15849 | STANDARD | PENFIELD | PA | PRIMARY | 41.21 | -78.6
15675 | STANDARD | PENN | PA | PRIMARY | 40.32 | -79.64
15765 | STANDARD | PENN RUN | PA | PRIMARY | 40.62 | -78.97
16865 | STANDARD | PENNSYLVANIA FURNACE | PA | PRIMARY | 40.72 | -77.98
15473 | STANDARD | PERRYOPOLIS | PA | PRIMARY | 40.08 | -79.75
16669 | STANDARD | PETERSBURG | PA | PRIMARY | 40.57 | -78.04
16050 | STANDARD | PETROLIA | PA | PRIMARY | 41.02 | -79.71
16860 | STANDARD | MUNSON | PA | PRIMARY | 40.96 | -78.18
16866 | STANDARD | PHILIPSBURG | PA | PRIMARY | 40.89 | -78.21
16868 | PO BOX | PINE GROVE MILLS | PA | PRIMARY | 40.73 | -77.87
15122 | STANDARD | WEST MIFFLIN | PA | PRIMARY | 40.35 | -79.9
15123 | STANDARD | WEST MIFFLIN | PA | PRIMARY | 40.35 | -79.9
15140 | STANDARD | PITCAIRN | PA | PRIMARY | 40.4 | -79.77
15146 | STANDARD | MONROEVILLE | PA | PRIMARY | 40.42 | -79.76
15201 | STANDARD | PITTSBURGH | PA | PRIMARY | 40.43 | -79.97
15202 | STANDARD | PITTSBURGH | PA | PRIMARY | 40.43 | -79.97
15203 | STANDARD | PITTSBURGH | PA | PRIMARY | 40.43 | -79.97
15204 | STANDARD | PITTSBURGH | PA | PRIMARY | 40.43 | -79.97
15205 | STANDARD | PITTSBURGH | PA | PRIMARY | 40.43 | -79.97
15206 | STANDARD | PITTSBURGH | PA | PRIMARY | 40.43 | -79.97
15207 | STANDARD | PITTSBURGH | PA | PRIMARY | 40.43 | -79.97
15208 | STANDARD | PITTSBURGH | PA | PRIMARY | 40.43 | -79.97
15209 | STANDARD | PITTSBURGH | PA | PRIMARY | 40.43 | -79.97
15210 | STANDARD | PITTSBURGH | PA | PRIMARY | 40.43 | -79.97
15211 | STANDARD | PITTSBURGH | PA | PRIMARY | 40.43 | -79.97
15212 | STANDARD | PITTSBURGH | PA | PRIMARY | 40.43 | -79.97
15213 | STANDARD | PITTSBURGH | PA | PRIMARY | 40.43 | -79.97
15214 | STANDARD | PITTSBURGH | PA | PRIMARY | 40.43 | -79.97
15215 | STANDARD | PITTSBURGH | PA | PRIMARY | 40.43 | -79.97
15216 | STANDARD | PITTSBURGH | PA | PRIMARY | 40.43 | -79.97
15217 | STANDARD | PITTSBURGH | PA | PRIMARY | 40.43 | -79.97
15218 | STANDARD | PITTSBURGH | PA | PRIMARY | 40.43 | -79.97
15219 | STANDARD | PITTSBURGH | PA | PRIMARY | 40.43 | -79.97
15220 | STANDARD | PITTSBURGH | PA | PRIMARY | 40.43 | -79.97
15221 | STANDARD | PITTSBURGH | PA | PRIMARY | 40.43 | -79.97
15222 | STANDARD | PITTSBURGH | PA | PRIMARY | 40.43 | -79.97
15223 | STANDARD | PITTSBURGH | PA | PRIMARY | 40.43 | -79.97
15224 | STANDARD | PITTSBURGH | PA | PRIMARY | 40.43 | -79.97
15225 | STANDARD | PITTSBURGH | PA | PRIMARY | 40.43 | -79.97
15226 | STANDARD | PITTSBURGH | PA | PRIMARY | 40.43 | -79.97
15227 | STANDARD | PITTSBURGH | PA | PRIMARY | 40.43 | -79.97
15228 | STANDARD | PITTSBURGH | PA | PRIMARY | 40.43 | -79.97
15229 | STANDARD | PITTSBURGH | PA | PRIMARY | 40.43 | -79.97
15230 | PO BOX | PITTSBURGH | PA | PRIMARY | 40.43 | -79.97
15231 | PO BOX | PITTSBURGH | PA | PRIMARY | 40.43 | -79.97
15232 | STANDARD | PITTSBURGH | PA | PRIMARY | 40.43 | -79.97
15233 | STANDARD | PITTSBURGH | PA | PRIMARY | 40.43 | -79.97
15234 | STANDARD | PITTSBURGH | PA | PRIMARY | 40.43 | -79.97
15235 | STANDARD | PITTSBURGH | PA | PRIMARY | 40.43 | -79.97
15236 | STANDARD | PITTSBURGH | PA | PRIMARY | 40.43 | -79.97
15237 | STANDARD | PITTSBURGH | PA | PRIMARY | 40.43 | -79.97
15238 | STANDARD | PITTSBURGH | PA | PRIMARY | 40.43 | -79.97
15239 | STANDARD | PITTSBURGH | PA | PRIMARY | 40.43 | -79.97
15240 | PO BOX | PITTSBURGH | PA | PRIMARY | 40.43 | -79.97
15241 | STANDARD | PITTSBURGH | PA | PRIMARY | 40.43 | -79.97
15242 | PO BOX | PITTSBURGH | PA | PRIMARY | 40.43 | -79.97
15243 | STANDARD | PITTSBURGH | PA | PRIMARY | 40.43 | -79.97
15244 | PO BOX | PITTSBURGH | PA | PRIMARY | 40.43 | -79.97
15250 | PO BOX | PITTSBURGH | PA | PRIMARY | 40.43 | -79.97
15251 | PO BOX | PITTSBURGH | PA | PRIMARY | 40.43 | -79.97
15252 | UNIQUE | PITTSBURGH | PA | PRIMARY | 40.43 | -79.97
15253 | STANDARD | PITTSBURGH | PA | PRIMARY | 40.43 | -79.97
15254 | UNIQUE | PITTSBURGH | PA | PRIMARY | 40.43 | -79.97
15255 | UNIQUE | PITTSBURGH | PA | PRIMARY | 40.43 | -79.97
15257 | UNIQUE | PITTSBURGH | PA | PRIMARY | 40.43 | -79.97
15258 | UNIQUE | PITTSBURGH | PA | PRIMARY | 40.43 | -79.97
15259 | UNIQUE | PITTSBURGH | PA | PRIMARY | 40.43 | -79.97
15260 | STANDARD | PITTSBURGH | PA | PRIMARY | 40.43 | -79.97
15261 | UNIQUE | PITTSBURGH | PA | PRIMARY | 40.43 | -79.97
15262 | UNIQUE | PITTSBURGH | PA | PRIMARY | 40.43 | -79.97
15264 | PO BOX | PITTSBURGH | PA | PRIMARY | 40.43 | -79.97
15265 | UNIQUE | PITTSBURGH | PA | PRIMARY | 40.43 | -79.97
15267 | UNIQUE | PITTSBURGH | PA | PRIMARY | 40.43 | -79.97
15268 | UNIQUE | PITTSBURGH | PA | PRIMARY | 40.43 | -79.97
15270 | UNIQUE | PITTSBURGH | PA | PRIMARY | 40.43 | -79.97
15272 | STANDARD | PITTSBURGH | PA | PRIMARY | 40.43 | -79.97
15274 | PO BOX | PITTSBURGH | PA | PRIMARY | 40.43 | -79.97
15275 | STANDARD | PITTSBURGH | PA | PRIMARY | 40.43 | -79.97
15276 | STANDARD | PITTSBURGH | PA | PRIMARY | 40.43 | -79.97
15277 | UNIQUE | PITTSBURGH | PA | PRIMARY | 40.43 | -79.97
15278 | UNIQUE | PITTSBURGH | PA | PRIMARY | 40.43 | -79.97
15279 | UNIQUE | PITTSBURGH | PA | PRIMARY | 40.43 | -79.97
15281 | UNIQUE | PITTSBURGH | PA | PRIMARY | 40.43 | -79.97
15282 | UNIQUE | PITTSBURGH | PA | PRIMARY | 40.43 | -79.97
15283 | UNIQUE | PITTSBURGH | PA | PRIMARY | 40.43 | -79.97
15286 | UNIQUE | PITTSBURGH | PA | PRIMARY | 40.43 | -79.97
15289 | UNIQUE | PITTSBURGH | PA | PRIMARY | 40.44 | -79.94
15290 | STANDARD | PITTSBURGH | PA | PRIMARY | 40.43 | -79.97
15295 | STANDARD | PITTSBURGH | PA | PRIMARY | 40.43 | -79.88
16340 | STANDARD | PITTSFIELD | PA | PRIMARY | 41.81 | -79.43
15676 | PO BOX | PLEASANT UNITY | PA | PRIMARY | 40.27 | -79.42
16341 | STANDARD | PLEASANTVILLE | PA | PRIMARY | 41.59 | -79.57
16246 | PO BOX | PLUMVILLE | PA | PRIMARY | 40.79 | -79.18
15439 | PO BOX | GANS | PA | PRIMARY | 39.74 | -79.81
15474 | STANDARD | POINT MARION | PA | PRIMARY | 39.73 | -79.9
16342 | STANDARD | POLK | PA | PRIMARY | 41.36 | -79.93
15946 | STANDARD | PORTAGE | PA | PRIMARY | 40.38 | -78.67
16743 | STANDARD | PORT ALLEGANY | PA | PRIMARY | 41.81 | -78.27
16051 | STANDARD | PORTERSVILLE | PA | PRIMARY | 40.92 | -80.14
16870 | STANDARD | PORT MATILDA | PA | PRIMARY | 40.79 | -78.05
15142 | STANDARD | PRESTO | PA | PRIMARY | 40.38 | -80.12
15072 | PO BOX | PRICEDALE | PA | PRIMARY | 40.14 | -79.81
16052 | STANDARD | PROSPECT | PA | PRIMARY | 40.9 | -80.04
15329 | STANDARD | PROSPERITY | PA | PRIMARY | 40.02 | -80.25
16143 | STANDARD | PULASKI | PA | PRIMARY | 41.09 | -80.45
15730 | STANDARD | COOLSPRING | PA | PRIMARY | 40.95 | -78.92
15763 | STANDARD | NORTHPOINT | PA | PRIMARY | 40.9 | -79.12
15767 | STANDARD | PUNXSUTAWNEY | PA | PRIMARY | 40.94 | -78.97
15770 | STANDARD | RINGGOLD | PA | PRIMARY | 40.98 | -79.14
15776 | STANDARD | SPRANKLE MILLS | PA | PRIMARY | 41.02 | -79.08
15784 | STANDARD | WORTHVILLE | PA | PRIMARY | 41.02 | -79.14
16671 | PO BOX | RAMEY | PA | PRIMARY | 40.8 | -78.39
16872 | STANDARD | REBERSBURG | PA | PRIMARY | 40.94 | -77.49
15677 | STANDARD | RECTOR | PA | PRIMARY | 40.17 | -79.22
16053 | STANDARD | RENFREW | PA | PRIMARY | 40.8 | -79.98
16343 | PO BOX | RENO | PA | PRIMARY | 41.42 | -79.74
15475 | PO BOX | REPUBLIC | PA | PRIMARY | 39.96 | -79.87
15948 | PO BOX | REVLOC | PA | PRIMARY | 40.49 | -78.74
16744 | STANDARD | REW | PA | PRIMARY | 41.9 | -78.5
15851 | STANDARD | REYNOLDSVILLE | PA | PRIMARY | 41.09 | -78.88
15357 | STANDARD | RICES LANDING | PA | PRIMARY | 39.94 | -79.99
15358 | PO BOX | RICHEYVILLE | PA | PRIMARY | 40.02 | -79.94
16672 | PO BOX | RIDDLESBURG | PA | PRIMARY | 40.17 | -78.24
15822 | STANDARD | BRANDY CAMP | PA | PRIMARY | 41.34 | -78.7
15853 | STANDARD | RIDGWAY | PA | PRIMARY | 41.42 | -78.72
15678 | STANDARD | RILLTON | PA | PRIMARY | 40.27 | -79.72
16248 | STANDARD | RIMERSBURG | PA | PRIMARY | 41.04 | -79.5
16745 | STANDARD | RIXFORD | PA | PRIMARY | 41.92 | -78.45
16673 | STANDARD | ROARING SPRING | PA | PRIMARY | 40.33 | -78.39
16674 | STANDARD | ROBERTSDALE | PA | PRIMARY | 40.17 | -78.09
15949 | STANDARD | ROBINSON | PA | PRIMARY | 40.41 | -79.13
15074 | STANDARD | ROCHESTER | PA | PRIMARY | 40.7 | -80.28
15758 | STANDARD | MARCHAND | PA | PRIMARY | 40.87 | -79.04
15771 | STANDARD | ROCHESTER MILLS | PA | PRIMARY | 40.82 | -79
15856 | STANDARD | ROCKTON | PA | PRIMARY | 41.08 | -78.66
15557 | STANDARD | ROCKWOOD | PA | PRIMARY | 39.91 | -79.15
15359 | STANDARD | ROGERSVILLE | PA | PRIMARY | 39.9 | -80.28
15476 | PO BOX | RONCO | PA | PRIMARY | 39.86 | -79.9
15477 | PO BOX | ROSCOE | PA | PRIMARY | 40.07 | -79.86
15772 | STANDARD | ROSSITER | PA | PRIMARY | 40.86 | -78.94
16746 | STANDARD | ROULETTE | PA | PRIMARY | 41.77 | -78.16
16344 | PO BOX | ROUSEVILLE | PA | PRIMARY | 41.47 | -79.68
15679 | STANDARD | RUFFS DALE | PA | PRIMARY | 40.15 | -79.63
15075 | PO BOX | RURAL RIDGE | PA | PRIMARY | 40.56 | -79.9
16249 | STANDARD | RURAL VALLEY | PA | PRIMARY | 40.79 | -79.31
16345 | STANDARD | RUSSELL | PA | PRIMARY | 41.92 | -79.14
15076 | STANDARD | RUSSELLTON | PA | PRIMARY | 40.61 | -79.83
16433 | STANDARD | SAEGERTOWN | PA | PRIMARY | 41.71 | -80.13
16250 | PO BOX | SAGAMORE | PA | PRIMARY | 40.78 | -79.23
15773 | STANDARD | SAINT BENEDICT | PA | PRIMARY | 40.6 | -78.73
15857 | STANDARD | SAINT MARYS | PA | PRIMARY | 41.42 | -78.55
15951 | PO BOX | SAINT MICHAEL | PA | PRIMARY | 40.33 | -78.78
16054 | PO BOX | SAINT PETERSBURG | PA | PRIMARY | 41.16 | -79.65
15680 | PO BOX | SALINA | PA | PRIMARY | 40.53 | -79.56
15558 | STANDARD | SALISBURY | PA | PRIMARY | 39.75 | -79.08
15565 | STANDARD | WEST SALISBURY | PA | PRIMARY | 39.78 | -79.01
15952 | STANDARD | SALIX | PA | PRIMARY | 40.29 | -78.71
15681 | STANDARD | SALTSBURG | PA | PRIMARY | 40.48 | -79.44
16145 | STANDARD | SANDY LAKE | PA | PRIMARY | 41.34 | -80.08
16055 | STANDARD | SARVER | PA | PRIMARY | 40.73 | -79.73
16056 | STANDARD | SAXONBURG | PA | PRIMARY | 40.75 | -79.81
16678 | STANDARD | SAXTON | PA | PRIMARY | 40.21 | -78.24
15360 | STANDARD | SCENERY HILL | PA | PRIMARY | 40.08 | -80.07
15559 | STANDARD | SCHELLSBURG | PA | PRIMARY | 40.04 | -78.64
15682 | PO BOX | SCHENLEY | PA | PRIMARY | 40.68 | -79.64
15683 | STANDARD | SCOTTDALE | PA | PRIMARY | 40.1 | -79.58
16319 | STANDARD | CRANBERRY | PA | PRIMARY | 41.35 | -79.72
16346 | STANDARD | SENECA | PA | PRIMARY | 41.37 | -79.7
15954 | STANDARD | SEWARD | PA | PRIMARY | 40.41 | -79.02
15143 | STANDARD | SEWICKLEY | PA | PRIMARY | 40.53 | -80.18
15560 | PO BOX | SHANKSVILLE | PA | PRIMARY | 40.01 | -78.9
16146 | STANDARD | SHARON | PA | PRIMARY | 41.23 | -80.49
16148 | STANDARD | HERMITAGE | PA | PRIMARY | 41.22 | -80.44
16150 | STANDARD | SHARPSVILLE | PA | PRIMARY | 41.25 | -80.48
16873 | PO BOX | SHAWVILLE | PA | PRIMARY | 41.07 | -78.35
16151 | PO BOX | SHEAKLEYVILLE | PA | PRIMARY | 41.44 | -80.2
16347 | STANDARD | SHEFFIELD | PA | PRIMARY | 41.69 | -79.02
15774 | STANDARD | SHELOCTA | PA | PRIMARY | 40.65 | -79.3
16748 | STANDARD | SHINGLEHOUSE | PA | PRIMARY | 41.96 | -78.19
16254 | STANDARD | SHIPPENVILLE | PA | PRIMARY | 41.25 | -79.46
15077 | PO BOX | SHIPPINGPORT | PA | PRIMARY | 40.62 | -80.42
15955 | STANDARD | SIDMAN | PA | PRIMARY | 40.32 | -78.76
15860 | STANDARD | SIGEL | PA | PRIMARY | 41.28 | -79.12
15861 | STANDARD | SINNAMAHONING | PA | PRIMARY | 41.38 | -78.05
15561 | PO BOX | SIPESVILLE | PA | PRIMARY | 40.04 | -79.12
16679 | STANDARD | SIX MILE RUN | PA | PRIMARY | 40.15 | -78.2
15684 | STANDARD | SLICKVILLE | PA | PRIMARY | 40.46 | -79.5
16255 | STANDARD | SLIGO | PA | PRIMARY | 41.1 | -79.49
16021 | STANDARD | BRANCHTON | PA | PRIMARY | 41.08 | -79.97
16057 | STANDARD | SLIPPERY ROCK | PA | PRIMARY | 41.07 | -80.06
15078 | STANDARD | SLOVAN | PA | PRIMARY | 40.36 | -80.4
16749 | STANDARD | SMETHPORT | PA | PRIMARY | 41.8 | -78.44
16256 | STANDARD | SMICKSBURG | PA | PRIMARY | 40.87 | -79.17
15478 | STANDARD | SMITHFIELD | PA | PRIMARY | 39.8 | -79.8
16680 | STANDARD | SMITHMILL | PA | PRIMARY | 40.76 | -78.4
15479 | STANDARD | SMITHTON | PA | PRIMARY | 40.15 | -79.74
15480 | STANDARD | SMOCK | PA | PRIMARY | 39.99 | -79.75
16681 | PO BOX | SMOKERUN | PA | PRIMARY | 40.8 | -78.43
16874 | STANDARD | SNOW SHOE | PA | PRIMARY | 41.02 | -77.95
15501 | STANDARD | SOMERSET | PA | PRIMARY | 40 | -79.07
15502 | PO BOX | HIDDEN VALLEY | PA | PRIMARY | 40.04 | -79.11
15510 | UNIQUE | SOMERSET | PA | PRIMARY | 40 | -79.07
15555 | PO BOX | QUECREEK | PA | PRIMARY | 40.04 | -79.12
15956 | STANDARD | SOUTH FORK | PA | PRIMARY | 40.36 | -78.79
15081 | PO BOX | SOUTH HEIGHTS | PA | PRIMARY | 40.57 | -80.23
15361 | PO BOX | SOUTHVIEW | PA | PRIMARY | 40.32 | -80.21
15685 | PO BOX | SOUTHWEST | PA | PRIMARY | 40.18 | -79.49
15775 | STANDARD | SPANGLER | PA | PRIMARY | 40.64 | -78.77
16434 | STANDARD | SPARTANSBURG | PA | PRIMARY | 41.82 | -79.68
15362 | STANDARD | SPRAGGS | PA | PRIMARY | 39.78 | -80.22
16435 | STANDARD | SPRINGBORO | PA | PRIMARY | 41.8 | -80.37
15686 | STANDARD | SPRING CHURCH | PA | PRIMARY | 40.62 | -79.44
16436 | STANDARD | SPRING CREEK | PA | PRIMARY | 41.88 | -79.51
15144 | STANDARD | SPRINGDALE | PA | PRIMARY | 40.53 | -79.78
16875 | STANDARD | SPRING MILLS | PA | PRIMARY | 40.86 | -77.57
15562 | STANDARD | SPRINGS | PA | PRIMARY | 39.74 | -79.09
16683 | STANDARD | SPRUCE CREEK | PA | PRIMARY | 40.62 | -78.14
15687 | STANDARD | STAHLSTOWN | PA | PRIMARY | 40.13 | -79.29
15777 | STANDARD | STARFORD | PA | PRIMARY | 40.69 | -78.97
15482 | PO BOX | STAR JUNCTION | PA | PRIMARY | 40.1 | -79.74
16801 | STANDARD | STATE COLLEGE | PA | PRIMARY | 40.79 | -77.85
16802 | STANDARD | UNIVERSITY PARK | PA | PRIMARY | 40.8 | -77.85
16803 | STANDARD | STATE COLLEGE | PA | PRIMARY | 40.79 | -77.85
16804 | PO BOX | STATE COLLEGE | PA | PRIMARY | 40.79 | -77.85
16805 | PO BOX | STATE COLLEGE | PA | PRIMARY | 40.79 | -77.85
15483 | PO BOX | STOCKDALE | PA | PRIMARY | 40.08 | -79.85
16153 | STANDARD | STONEBORO | PA | PRIMARY | 41.33 | -80.1
15548 | STANDARD | KANTNER | PA | PRIMARY | 40.11 | -78.96
15563 | STANDARD | STOYSTOWN | PA | PRIMARY | 40.1 | -78.95
15363 | STANDARD | STRABANE | PA | PRIMARY | 40.21 | -80.14
16258 | STANDARD | STRATTANVILLE | PA | PRIMARY | 41.2 | -79.32
15863 | PO BOX | STUMP CREEK | PA | PRIMARY | 41.01 | -78.83
15082 | PO BOX | STURGEON | PA | PRIMARY | 40.41 | -80.19
16350 | STANDARD | SUGAR GROVE | PA | PRIMARY | 41.98 | -79.34
15958 | STANDARD | SUMMERHILL | PA | PRIMARY | 40.37 | -78.76
15864 | STANDARD | SUMMERVILLE | PA | PRIMARY | 41.11 | -79.18
15083 | STANDARD | SUTERSVILLE | PA | PRIMARY | 40.23 | -79.8
15364 | STANDARD | SYCAMORE | PA | PRIMARY | 39.95 | -80.22
15865 | STANDARD | SYKESVILLE | PA | PRIMARY | 41.04 | -78.81
15084 | STANDARD | TARENTUM | PA | PRIMARY | 40.6 | -79.76
15688 | STANDARD | TARRS | PA | PRIMARY | 40.15 | -79.56
15365 | PO BOX | TAYLORSTOWN | PA | PRIMARY | 40.17 | -80.38
16259 | STANDARD | TEMPLETON | PA | PRIMARY | 40.94 | -79.45
16261 | STANDARD | WIDNOON | PA | PRIMARY | 40.95 | -79.44
16351 | STANDARD | TIDIOUTE | PA | PRIMARY | 41.68 | -79.4
15778 | STANDARD | TIMBLIN | PA | PRIMARY | 40.96 | -79.19
16352 | PO BOX | TIONA | PA | PRIMARY | 41.75 | -79.05
16332 | STANDARD | LICKINGVILLE | PA | PRIMARY | 41.37 | -79.37
16353 | STANDARD | TIONESTA | PA | PRIMARY | 41.49 | -79.44
16684 | PO BOX | TIPTON | PA | PRIMARY | 40.63 | -78.29
15959 | PO BOX | TIRE HILL | PA | PRIMARY | 40.27 | -78.92
16354 | STANDARD | TITUSVILLE | PA | PRIMARY | 41.62 | -79.67
15779 | PO BOX | TORRANCE | PA | PRIMARY | 40.36 | -79.3
16360 | STANDARD | TOWNVILLE | PA | PRIMARY | 41.67 | -79.88
15085 | STANDARD | TRAFFORD | PA | PRIMARY | 40.38 | -79.75
16154 | STANDARD | TRANSFER | PA | PRIMARY | 41.32 | -80.42
16058 | PO BOX | TURKEY CITY | PA | PRIMARY | 41.18 | -79.61
15145 | STANDARD | TURTLE CREEK | PA | PRIMARY | 40.4 | -79.82
16750 | STANDARD | TURTLEPOINT | PA | PRIMARY | 41.88 | -78.32
15957 | STANDARD | STRONGSTOWN | PA | PRIMARY | 40.56 | -78.91
15960 | PO BOX | TWIN ROCKS | PA | PRIMARY | 40.52 | -78.85
16361 | PO BOX | TYLERSBURG | PA | PRIMARY | 41.39 | -79.32
16686 | STANDARD | TYRONE | PA | PRIMARY | 40.67 | -78.24
15484 | PO BOX | ULEDI | PA | PRIMARY | 39.87 | -79.7
16438 | STANDARD | UNION CITY | PA | PRIMARY | 41.89 | -79.84
15401 | STANDARD | UNIONTOWN | PA | PRIMARY | 39.89 | -79.72
15689 | PO BOX | UNITED | PA | PRIMARY | 40.16 | -79.54
16362 | STANDARD | UTICA | PA | PRIMARY | 41.43 | -79.95
16059 | STANDARD | VALENCIA | PA | PRIMARY | 40.67 | -79.98
15780 | STANDARD | VALIER | PA | PRIMARY | 40.92 | -79.08
15486 | STANDARD | VANDERBILT | PA | PRIMARY | 40.03 | -79.66
15690 | STANDARD | VANDERGRIFT | PA | PRIMARY | 40.59 | -79.57
15366 | PO BOX | VAN VOORHIS | PA | PRIMARY | 40.13 | -79.94
16440 | STANDARD | VENANGO | PA | PRIMARY | 41.77 | -80.11
15367 | STANDARD | VENETIA | PA | PRIMARY | 40.26 | -80.05
16364 | STANDARD | VENUS | PA | PRIMARY | 41.37 | -79.5
15147 | STANDARD | VERONA | PA | PRIMARY | 40.5 | -79.84
15368 | PO BOX | VESTABURG | PA | PRIMARY | 39.98 | -80.03
16155 | PO BOX | VILLA MARIA | PA | PRIMARY | 41.08 | -80.52
15961 | STANDARD | VINTONDALE | PA | PRIMARY | 40.47 | -78.91
16156 | STANDARD | VOLANT | PA | PRIMARY | 41.11 | -80.25
16260 | STANDARD | VOWINCKEL | PA | PRIMARY | 41.37 | -79.25
16876 | PO BOX | WALLACETON | PA | PRIMARY | 40.96 | -78.29
15781 | PO BOX | WALSTON | PA | PRIMARY | 40.96 | -79
15488 | STANDARD | WALTERSBURG | PA | PRIMARY | 39.98 | -79.77
16157 | STANDARD | WAMPUM | PA | PRIMARY | 40.88 | -80.33
16365 | STANDARD | WARREN | PA | PRIMARY | 41.84 | -79.14
16366 | UNIQUE | WARREN | PA | PRIMARY | 41.84 | -79.14
16367 | UNIQUE | WARREN | PA | PRIMARY | 41.84 | -79.14
16368 | UNIQUE | WARREN | PA | PRIMARY | 41.84 | -79.18
16369 | UNIQUE | WARREN | PA | PRIMARY | 41.84 | -79.18
16877 | STANDARD | WARRIORS MARK | PA | PRIMARY | 40.7 | -78.11
15301 | STANDARD | WASHINGTON | PA | PRIMARY | 40.17 | -80.24
16689 | STANDARD | WATERFALL | PA | PRIMARY | 40.12 | -78.06
16441 | STANDARD | WATERFORD | PA | PRIMARY | 41.94 | -79.98
16442 | STANDARD | WATTSBURG | PA | PRIMARY | 42 | -79.8
15370 | STANDARD | WAYNESBURG | PA | PRIMARY | 39.89 | -80.18
15087 | PO BOX | WEBSTER | PA | PRIMARY | 40.14 | -79.81
15868 | STANDARD | WEEDVILLE | PA | PRIMARY | 41.26 | -78.49
16691 | STANDARD | WELLS TANNERY | PA | PRIMARY | 40.09 | -78.18
15691 | PO BOX | WENDEL | PA | PRIMARY | 40.34 | -79.53
15376 | STANDARD | WEST ALEXANDER | PA | PRIMARY | 40.1 | -80.5
16878 | STANDARD | WEST DECATUR | PA | PRIMARY | 40.94 | -78.36
15088 | PO BOX | WEST ELIZABETH | PA | PRIMARY | 40.27 | -79.89
15377 | STANDARD | WEST FINLEY | PA | PRIMARY | 40 | -80.47
16370 | PO BOX | WEST HICKORY | PA | PRIMARY | 41.58 | -79.46
15378 | PO BOX | WESTLAND | PA | PRIMARY | 40.29 | -80.3
15783 | PO BOX | WEST LEBANON | PA | PRIMARY | 40.6 | -79.35
15489 | PO BOX | WEST LEISENRING | PA | PRIMARY | 39.96 | -79.71
16159 | STANDARD | WEST MIDDLESEX | PA | PRIMARY | 41.17 | -80.45
15379 | PO BOX | WEST MIDDLETOWN | PA | PRIMARY | 40.24 | -80.42
15692 | STANDARD | WESTMORELAND CITY | PA | PRIMARY | 40.27 | -79.54
15089 | STANDARD | WEST NEWTON | PA | PRIMARY | 40.2 | -79.76
16692 | STANDARD | WESTOVER | PA | PRIMARY | 40.74 | -78.68
16160 | PO BOX | WEST PITTSBURG | PA | PRIMARY | 40.95 | -80.36
16443 | STANDARD | WEST SPRINGFIELD | PA | PRIMARY | 41.94 | -80.47
16061 | STANDARD | WEST SUNBURY | PA | PRIMARY | 41 | -79.89
15086 | STANDARD | WARRENDALE | PA | PRIMARY | 40.64 | -80.09
15090 | STANDARD | WEXFORD | PA | PRIMARY | 40.63 | -80.05
15095 | PO BOX | WARRENDALE | PA | PRIMARY | 40.64 | -80.09
15096 | UNIQUE | WARRENDALE | PA | PRIMARY | 40.64 | -80.09
16161 | PO BOX | WHEATLAND | PA | PRIMARY | 41.19 | -80.49
15490 | STANDARD | WHITE | PA | PRIMARY | 40.07 | -79.42
15693 | PO BOX | WHITNEY | PA | PRIMARY | 40.27 | -79.41
15492 | PO BOX | WICKHAVEN | PA | PRIMARY | 40.11 | -79.75
15870 | STANDARD | WILCOX | PA | PRIMARY | 41.58 | -78.68
15091 | PO BOX | WILDWOOD | PA | PRIMARY | 40.57 | -79.95
16693 | STANDARD | WILLIAMSBURG | PA | PRIMARY | 40.46 | -78.2
15148 | STANDARD | WILMERDING | PA | PRIMARY | 40.39 | -79.81
15962 | PO BOX | WILMORE | PA | PRIMARY | 40.38 | -78.71
16879 | STANDARD | WINBURNE | PA | PRIMARY | 40.97 | -78.15
15963 | STANDARD | WINDBER | PA | PRIMARY | 40.23 | -78.82
15380 | STANDARD | WIND RIDGE | PA | PRIMARY | 39.88 | -80.46
16694 | PO BOX | WOOD | PA | PRIMARY | 40.16 | -78.13
16695 | STANDARD | WOODBURY | PA | PRIMARY | 40.22 | -78.36
16881 | STANDARD | WOODLAND | PA | PRIMARY | 40.99 | -78.38
16882 | STANDARD | WOODWARD | PA | PRIMARY | 40.92 | -77.3
16262 | STANDARD | WORTHINGTON | PA | PRIMARY | 40.83 | -79.63
15695 | PO BOX | WYANO | PA | PRIMARY | 40.19 | -79.73
16263 | PO BOX | YATESBORO | PA | PRIMARY | 40.81 | -79.33
15696 | PO BOX | YOUNGSTOWN | PA | PRIMARY | 40.28 | -79.36
16371 | STANDARD | YOUNGSVILLE | PA | PRIMARY | 41.85 | -79.31
15697 | STANDARD | YOUNGWOOD | PA | PRIMARY | 40.24 | -79.58
15698 | STANDARD | YUKON | PA | PRIMARY | 40.21 | -79.68
16063 | STANDARD | ZELIENOPLE | PA | PRIMARY | 40.78 | -80.14
26030 | PO BOX | BEECH BOTTOM | WV | PRIMARY | 40.22 | -80.65
26031 | STANDARD | BENWOOD | WV | PRIMARY | 40.01 | -80.73
26032 | STANDARD | BETHANY | WV | PRIMARY | 40.2 | -80.56
26033 | STANDARD | CAMERON | WV | PRIMARY | 39.82 | -80.57
26034 | STANDARD | CHESTER | WV | PRIMARY | 40.61 | -80.56
26035 | STANDARD | COLLIERS | WV | PRIMARY | 40.34 | -80.55
26036 | STANDARD | DALLAS | WV | PRIMARY | 39.96 | -80.55
26037 | STANDARD | FOLLANSBEE | WV | PRIMARY | 40.33 | -80.59
26038 | STANDARD | GLEN DALE | WV | PRIMARY | 39.94 | -80.75
26039 | STANDARD | GLEN EASTON | WV | PRIMARY | 39.83 | -80.66
26040 | STANDARD | MCMECHEN | WV | PRIMARY | 39.98 | -80.73
26041 | STANDARD | MOUNDSVILLE | WV | PRIMARY | 39.92 | -80.74
26047 | STANDARD | NEW CUMBERLAND | WV | PRIMARY | 40.49 | -80.6
26050 | STANDARD | NEWELL | WV | PRIMARY | 40.61 | -80.6
26056 | PO BOX | NEW MANCHESTER | WV | PRIMARY | 40.57 | -80.55
26055 | STANDARD | PROCTOR | WV | PRIMARY | 39.72 | -80.75
26058 | PO BOX | SHORT CREEK | WV | PRIMARY | 40.22 | -80.58
26059 | STANDARD | TRIADELPHIA | WV | PRIMARY | 40.05 | -80.62
26060 | STANDARD | VALLEY GROVE | WV | PRIMARY | 40.09 | -80.57
26062 | STANDARD | WEIRTON | WV | PRIMARY | 40.4 | -80.56
26070 | STANDARD | WELLSBURG | WV | PRIMARY | 40.28 | -80.6
26074 | PO BOX | WEST LIBERTY | WV | PRIMARY | 40.16 | -80.59
26003 | STANDARD | WHEELING | WV | PRIMARY | 40.07 | -80.69
26075 | PO BOX | WINDSOR HEIGHTS | WV | PRIMARY | 40.22 | -80.58
17301 | STANDARD | ABBOTTSTOWN | PA | PRIMARY | 39.88 | -76.98
19501 | PO BOX | ADAMSTOWN | PA | PRIMARY | 40.24 | -76.06
17302 | STANDARD | AIRVILLE | PA | PRIMARY | 39.82 | -76.39
17501 | STANDARD | AKRON | PA | PRIMARY | 40.15 | -76.2
18210 | STANDARD | ALBRIGHTSVILLE | PA | PRIMARY | 40.96 | -75.61
18011 | STANDARD | ALBURTIS | PA | PRIMARY | 40.5 | -75.6
17002 | STANDARD | ALLENSVILLE | PA | PRIMARY | 40.53 | -77.81
18101 | STANDARD | ALLENTOWN | PA | PRIMARY | 40.59 | -75.47
18102 | STANDARD | ALLENTOWN | PA | PRIMARY | 40.59 | -75.47
18103 | STANDARD | ALLENTOWN | PA | PRIMARY | 40.59 | -75.47
18104 | STANDARD | ALLENTOWN | PA | PRIMARY | 40.59 | -75.47
18105 | PO BOX | ALLENTOWN | PA | PRIMARY | 40.59 | -75.47
18106 | STANDARD | ALLENTOWN | PA | PRIMARY | 40.59 | -75.47
18109 | STANDARD | ALLENTOWN | PA | PRIMARY | 40.59 | -75.47
18195 | STANDARD | ALLENTOWN | PA | PRIMARY | 40.59 | -75.47
17810 | STANDARD | ALLENWOOD | PA | PRIMARY | 41.09 | -76.9
17210 | PO BOX | AMBERSON | PA | PRIMARY | 40.16 | -77.7
18320 | PO BOX | ANALOMINK | PA | PRIMARY | 41 | -75.28
18211 | STANDARD | ANDREAS | PA | PRIMARY | 40.74 | -75.82
17003 | STANDARD | ANNVILLE | PA | PRIMARY | 40.33 | -76.5
17720 | PO BOX | ANTES FORT | PA | PRIMARY | 41.23 | -77.04
18012 | PO BOX | AQUASHICOLA | PA | PRIMARY | 40.84 | -75.57
18403 | STANDARD | ARCHBALD | PA | PRIMARY | 41.5 | -75.53
17303 | PO BOX | ARENDTSVILLE | PA | PRIMARY | 39.92 | -77.3
17920 | PO BOX | ARISTES | PA | PRIMARY | 40.81 | -76.34
16911 | PO BOX | ARNOT | PA | PRIMARY | 41.66 | -77.14
17211 | STANDARD | ARTEMAS | PA | PRIMARY | 39.76 | -78.4
18212 | PO BOX | ASHFIELD | PA | PRIMARY | 40.81 | -75.72
17921 | STANDARD | ASHLAND | PA | PRIMARY | 40.78 | -76.34
17304 | STANDARD | ASPERS | PA | PRIMARY | 39.97 | -77.23
18810 | STANDARD | ATHENS | PA | PRIMARY | 41.95 | -76.51
17922 | STANDARD | AUBURN | PA | PRIMARY | 40.59 | -76.09
17721 | PO BOX | AVIS | PA | PRIMARY | 41.18 | -77.31
17502 | STANDARD | BAINBRIDGE | PA | PRIMARY | 40.09 | -76.67
19503 | STANDARD | BALLY | PA | PRIMARY | 40.4 | -75.58
18010 | PO BOX | ACKERMANVILLE | PA | PRIMARY | 40.84 | -75.17
18013 | STANDARD | BANGOR | PA | PRIMARY | 40.86 | -75.2
18050 | PO BOX | FLICKSVILLE | PA | PRIMARY | 40.84 | -75.17
18214 | STANDARD | BARNESVILLE | PA | PRIMARY | 40.79 | -76.08
17503 | PO BOX | BART | PA | PRIMARY | 39.92 | -76.07
19504 | STANDARD | BARTO | PA | PRIMARY | 40.38 | -75.57
18321 | STANDARD | BARTONSVILLE | PA | PRIMARY | 41 | -75.29
18014 | STANDARD | BATH | PA | PRIMARY | 40.72 | -75.39
17504 | PO BOX | BAUSMAN | PA | PRIMARY | 40 | -76.32
18601 | PO BOX | BEACH HAVEN | PA | PRIMARY | 41.06 | -76.17
18405 | STANDARD | BEACH LAKE | PA | PRIMARY | 41.6 | -75.15
18216 | STANDARD | BEAVER MEADOWS | PA | PRIMARY | 40.92 | -75.91
17812 | STANDARD | BEAVER SPRINGS | PA | PRIMARY | 40.74 | -77.22
17843 | STANDARD | BEAVER SPRINGS | PA | PRIMARY | 40.74 | -77.22
17813 | STANDARD | BEAVERTOWN | PA | PRIMARY | 40.75 | -77.16
19505 | STANDARD | BECHTELSVILLE | PA | PRIMARY | 40.37 | -75.63
17004 | STANDARD | BELLEVILLE | PA | PRIMARY | 40.6 | -77.72
17306 | PO BOX | BENDERSVILLE | PA | PRIMARY | 39.98 | -77.24
17375 | STANDARD | PEACH GLEN | PA | PRIMARY | 40.02 | -77.23
17814 | STANDARD | BENTON | PA | PRIMARY | 41.19 | -76.38
17878 | STANDARD | STILLWATER | PA | PRIMARY | 41.15 | -76.36
19506 | STANDARD | BERNVILLE | PA | PRIMARY | 40.43 | -76.11
17005 | PO BOX | BERRYSBURG | PA | PRIMARY | 40.6 | -76.8
18603 | STANDARD | BERWICK | PA | PRIMARY | 41.05 | -76.24
19507 | STANDARD | BETHEL | PA | PRIMARY | 40.47 | -76.29
18015 | STANDARD | BETHLEHEM | PA | PRIMARY | 40.62 | -75.36
18016 | STANDARD | BETHLEHEM | PA | PRIMARY | 40.62 | -75.36
18017 | STANDARD | BETHLEHEM | PA | PRIMARY | 40.62 | -75.36
18018 | STANDARD | BETHLEHEM | PA | PRIMARY | 40.62 | -75.36
18020 | STANDARD | BETHLEHEM | PA | PRIMARY | 40.62 | -75.36
18025 | UNIQUE | BETHLEHEM | PA | PRIMARY | 40.62 | -75.36
17307 | STANDARD | BIGLERVILLE | PA | PRIMARY | 39.93 | -77.24
17505 | STANDARD | BIRD IN HAND | PA | PRIMARY | 40.05 | -76.18
19508 | STANDARD | BIRDSBORO | PA | PRIMARY | 40.26 | -75.81
17006 | STANDARD | BLAIN | PA | PRIMARY | 40.33 | -77.51
17213 | STANDARD | BLAIRS MILLS | PA | PRIMARY | 40.25 | -77.77
18610 | STANDARD | BLAKESLEE | PA | PRIMARY | 41.04 | -75.52
19510 | STANDARD | BLANDON | PA | PRIMARY | 40.44 | -75.87
17815 | STANDARD | BLOOMSBURG | PA | PRIMARY | 41 | -76.45
17839 | PO BOX | LIGHTSTREET | PA | PRIMARY | 41.03 | -76.41
16912 | STANDARD | BLOSSBURG | PA | PRIMARY | 41.68 | -77.06
17506 | PO BOX | BLUE BALL | PA | PRIMARY | 40.12 | -76.03
17214 | STANDARD | BLUE RIDGE SUMMIT | PA | PRIMARY | 39.73 | -77.46
17007 | STANDARD | BOILING SPRINGS | PA | PRIMARY | 40.15 | -77.13
19511 | PO BOX | BOWERS | PA | PRIMARY | 40.52 | -75.74
18030 | PO BOX | BOWMANSTOWN | PA | PRIMARY | 40.8 | -75.66
17507 | PO BOX | BOWMANSVILLE | PA | PRIMARY | 40.21 | -76.05
19512 | STANDARD | BOYERTOWN | PA | PRIMARY | 40.33 | -75.63
18812 | STANDARD | BRACKNEY | PA | PRIMARY | 41.98 | -75.92
17923 | PO BOX | BRANCHDALE | PA | PRIMARY | 40.64 | -76.33
18031 | STANDARD | BREINIGSVILLE | PA | PRIMARY | 40.55 | -75.66
17925 | PO BOX | BROCKTON | PA | PRIMARY | 40.77 | -76.04
18322 | STANDARD | BRODHEADSVILLE | PA | PRIMARY | 40.92 | -75.4
17309 | STANDARD | BROGUE | PA | PRIMARY | 39.86 | -76.45
18813 | PO BOX | BROOKLYN | PA | PRIMARY | 41.75 | -75.8
17508 | PO BOX | BROWNSTOWN | PA | PRIMARY | 40.33 | -76.21
18323 | PO BOX | BUCK HILL FALLS | PA | PRIMARY | 41.16 | -75.27
18814 | PO BOX | BURLINGTON | PA | PRIMARY | 41.77 | -76.6
17009 | STANDARD | BURNHAM | PA | PRIMARY | 40.63 | -77.56
17215 | STANDARD | BURNT CABINS | PA | PRIMARY | 40.06 | -77.9
18324 | STANDARD | BUSHKILL | PA | PRIMARY | 41.09 | -75
18371 | STANDARD | TAMIMENT | PA | PRIMARY | 41.14 | -75.02
18373 | PO BOX | UNITY HOUSE | PA | PRIMARY | 41.14 | -75
18611 | PO BOX | CAMBRA | PA | PRIMARY | 41.19 | -76.3
17010 | PO BOX | CAMPBELLTOWN | PA | PRIMARY | 40.27 | -76.58
17001 | PO BOX | CAMP HILL | PA | PRIMARY | 40.24 | -76.92
17011 | STANDARD | CAMP HILL | PA | PRIMARY | 40.24 | -76.92
17012 | UNIQUE | CAMP HILL | PA | PRIMARY | 40.24 | -76.92
17089 | UNIQUE | CAMP HILL | PA | PRIMARY | 40.24 | -76.92
18815 | PO BOX | CAMPTOWN | PA | PRIMARY | 41.73 | -76.23
18325 | STANDARD | CANADENSIS | PA | PRIMARY | 41.24 | -75.22
17724 | STANDARD | CANTON | PA | PRIMARY | 41.65 | -76.85
18407 | STANDARD | CARBONDALE | PA | PRIMARY | 41.57 | -75.5
17013 | STANDARD | CARLISLE | PA | PRIMARY | 40.2 | -77.2
17015 | STANDARD | CARLISLE | PA | PRIMARY | 40.15 | -77.26
17310 | PO BOX | CASHTOWN | PA | PRIMARY | 39.88 | -77.34
17726 | PO BOX | CASTANEA | PA | PRIMARY | 41.12 | -77.42
18032 | STANDARD | CATASAUQUA | PA | PRIMARY | 40.65 | -75.46
17820 | STANDARD | CATAWISSA | PA | PRIMARY | 40.95 | -76.46
19516 | PO BOX | CENTERPORT | PA | PRIMARY | 40.48 | -76
18034 | STANDARD | CENTER VALLEY | PA | PRIMARY | 40.53 | -75.42
17201 | STANDARD | CHAMBERSBURG | PA | PRIMARY | 39.93 | -77.65
17202 | STANDARD | CHAMBERSBURG | PA | PRIMARY | 39.92 | -77.71
18035 | STANDARD | CHERRYVILLE | PA | PRIMARY | 40.73 | -75.55
18410 | PO BOX | CHINCHILLA | PA | PRIMARY | 41.47 | -75.67
17509 | STANDARD | CHRISTIANA | PA | PRIMARY | 39.95 | -75.99
18411 | STANDARD | CLARKS SUMMIT | PA | PRIMARY | 41.48 | -75.7
18413 | PO BOX | CLIFFORD | PA | PRIMARY | 41.64 | -75.59
18218 | STANDARD | COALDALE | PA | PRIMARY | 40.82 | -75.91
17014 | STANDARD | COCOLAMUS | PA | PRIMARY | 40.65 | -77.1
17311 | PO BOX | CODORUS | PA | PRIMARY | 39.8 | -76.82
17728 | STANDARD | COGAN STATION | PA | PRIMARY | 41.31 | -77.03
17512 | STANDARD | COLUMBIA | PA | PRIMARY | 40.03 | -76.49
16914 | STANDARD | COLUMBIA CROSS ROADS | PA | PRIMARY | 41.83 | -76.8
17217 | STANDARD | CONCORD | PA | PRIMARY | 40.25 | -77.7
17516 | STANDARD | CONESTOGA | PA | PRIMARY | 39.93 | -76.36
18219 | PO BOX | CONYNGHAM | PA | PRIMARY | 40.99 | -76.05
18036 | STANDARD | COOPERSBURG | PA | PRIMARY | 40.51 | -75.39
18037 | STANDARD | COPLAY | PA | PRIMARY | 40.67 | -75.49
17016 | PO BOX | CORNWALL | PA | PRIMARY | 40.26 | -76.4
17083 | PO BOX | QUENTIN | PA | PRIMARY | 40.29 | -76.43
16915 | STANDARD | COUDERSPORT | PA | PRIMARY | 41.77 | -78.01
16917 | STANDARD | COVINGTON | PA | PRIMARY | 41.74 | -77.07
17312 | PO BOX | CRALEY | PA | PRIMARY | 39.95 | -76.54
18326 | STANDARD | CRESCO | PA | PRIMARY | 41.16 | -75.25
17929 | STANDARD | CRESSONA | PA | PRIMARY | 40.63 | -76.19
17729 | STANDARD | CROSS FORK | PA | PRIMARY | 41.48 | -77.83
17930 | PO BOX | CUMBOLA | PA | PRIMARY | 40.72 | -76.15
18612 | STANDARD | DALLAS | PA | PRIMARY | 41.33 | -75.96
18690 | UNIQUE | DALLAS | PA | PRIMARY | 41.33 | -75.96
17313 | STANDARD | DALLASTOWN | PA | PRIMARY | 39.89 | -76.64
17017 | STANDARD | DALMATIA | PA | PRIMARY | 40.65 | -76.87
18414 | STANDARD | DALTON | PA | PRIMARY | 41.53 | -75.73
18415 | STANDARD | DAMASCUS | PA | PRIMARY | 41.7 | -75.06
18038 | STANDARD | DANIELSVILLE | PA | PRIMARY | 40.78 | -75.51
17821 | STANDARD | DANVILLE | PA | PRIMARY | 40.96 | -76.61
17822 | UNIQUE | DANVILLE | PA | PRIMARY | 40.96 | -76.61
17018 | STANDARD | DAUPHIN | PA | PRIMARY | 40.36 | -76.93
18220 | PO BOX | DELANO | PA | PRIMARY | 40.84 | -76.06
18327 | PO BOX | DELAWARE WATER GAP | PA | PRIMARY | 40.97 | -75.13
17314 | STANDARD | DELTA | PA | PRIMARY | 39.72 | -76.32
17517 | STANDARD | DENVER | PA | PRIMARY | 40.23 | -76.13
17730 | PO BOX | DEWART | PA | PRIMARY | 41.13 | -76.86
17019 | STANDARD | DILLSBURG | PA | PRIMARY | 40.11 | -77.03
18816 | PO BOX | DIMOCK | PA | PRIMARY | 41.74 | -75.89
18328 | STANDARD | DINGMANS FERRY | PA | PRIMARY | 41.22 | -74.87
17823 | STANDARD | DORNSIFE | PA | PRIMARY | 40.75 | -76.76
17836 | STANDARD | LECK KILL | PA | PRIMARY | 40.72 | -76.6
19518 | STANDARD | DOUGLASSVILLE | PA | PRIMARY | 40.26 | -75.74
18221 | PO BOX | DRIFTON | PA | PRIMARY | 40.99 | -75.9
17518 | STANDARD | DRUMORE | PA | PRIMARY | 39.83 | -76.25
18222 | STANDARD | DRUMS | PA | PRIMARY | 41.01 | -75.99
17219 | STANDARD | DOYLESBURG | PA | PRIMARY | 40.22 | -77.7
17220 | STANDARD | DRY RUN | PA | PRIMARY | 40.17 | -77.76
17020 | STANDARD | DUNCANNON | PA | PRIMARY | 40.39 | -77.02
18039 | PO BOX | DURHAM | PA | PRIMARY | 40.55 | -75.24
18614 | STANDARD | DUSHORE | PA | PRIMARY | 41.52 | -76.39
17731 | PO BOX | EAGLES MERE | PA | PRIMARY | 41.4 | -76.58
19519 | PO BOX | EARLVILLE | PA | PRIMARY | 40.37 | -75.67
17316 | STANDARD | EAST BERLIN | PA | PRIMARY | 39.93 | -76.97
17519 | STANDARD | EAST EARL | PA | PRIMARY | 40.14 | -76.02
18041 | STANDARD | EAST GREENVILLE | PA | PRIMARY | 40.4 | -75.5
18040 | STANDARD | EASTON | PA | PRIMARY | 40.68 | -75.22
18042 | STANDARD | EASTON | PA | PRIMARY | 40.68 | -75.22
18043 | PO BOX | EASTON | PA | PRIMARY | 40.68 | -75.22
18044 | PO BOX | EASTON | PA | PRIMARY | 40.68 | -75.22
18045 | STANDARD | EASTON | PA | PRIMARY | 40.68 | -75.22
17520 | STANDARD | EAST PETERSBURG | PA | PRIMARY | 40.1 | -76.35
17317 | PO BOX | EAST PROSPECT | PA | PRIMARY | 39.97 | -76.52
18817 | STANDARD | EAST SMITHFIELD | PA | PRIMARY | 41.86 | -76.62
18301 | STANDARD | EAST STROUDSBURG | PA | PRIMARY | 41 | -75.17
18302 | STANDARD | EAST STROUDSBURG | PA | PRIMARY | 41.02 | -75.18
18046 | PO BOX | EAST TEXAS | PA | PRIMARY | 40.6 | -75.54
17021 | STANDARD | EAST WATERFORD | PA | PRIMARY | 40.36 | -77.67
18223 | PO BOX | EBERVALE | PA | PRIMARY | 40.98 | -75.94
18330 | STANDARD | EFFORT | PA | PRIMARY | 40.96 | -75.45
17022 | STANDARD | ELIZABETHTOWN | PA | PRIMARY | 40.15 | -76.59
17023 | STANDARD | ELIZABETHVILLE | PA | PRIMARY | 40.54 | -76.81
16920 | STANDARD | ELKLAND | PA | PRIMARY | 41.98 | -77.31
17024 | STANDARD | ELLIOTTSBURG | PA | PRIMARY | 40.36 | -77.26
17521 | PO BOX | ELM | PA | PRIMARY | 40.16 | -76.42
18416 | PO BOX | ELMHURST | PA | PRIMARY | 41.37 | -75.54
19520 | STANDARD | ELVERSON | PA | PRIMARY | 40.15 | -75.83
17824 | STANDARD | ELYSBURG | PA | PRIMARY | 40.86 | -76.54
17318 | PO BOX | EMIGSVILLE | PA | PRIMARY | 40 | -76.73
18049 | STANDARD | EMMAUS | PA | PRIMARY | 40.53 | -75.49
18098 | UNIQUE | EMMAUS | PA | PRIMARY | 40.53 | -75.49
18099 | UNIQUE | EMMAUS | PA | PRIMARY | 40.53 | -75.49
17025 | STANDARD | ENOLA | PA | PRIMARY | 40.28 | -76.93
17522 | STANDARD | EPHRATA | PA | PRIMARY | 40.18 | -76.18
17549 | PO BOX | MARTINDALE | PA | PRIMARY | 40.17 | -76.17
18417 | STANDARD | EQUINUNK | PA | PRIMARY | 41.85 | -75.22
17319 | STANDARD | ETTERS | PA | PRIMARY | 40.15 | -76.79
18419 | STANDARD | FACTORYVILLE | PA | PRIMARY | 41.56 | -75.78
17320 | STANDARD | FAIRFIELD | PA | PRIMARY | 39.78 | -77.36
18615 | STANDARD | FALLS | PA | PRIMARY | 41.46 | -75.84
17221 | STANDARD | FANNETTSBURG | PA | PRIMARY | 40.05 | -77.83
17321 | STANDARD | FAWN GROVE | PA | PRIMARY | 39.72 | -76.45
17222 | STANDARD | FAYETTEVILLE | PA | PRIMARY | 39.91 | -77.56
17322 | STANDARD | FELTON | PA | PRIMARY | 39.85 | -76.56
18420 | PO BOX | FLEETVILLE | PA | PRIMARY | 41.59 | -75.71
19522 | STANDARD | FLEETWOOD | PA | PRIMARY | 40.45 | -75.82
18051 | STANDARD | FOGELSVILLE | PA | PRIMARY | 40.59 | -75.66
18421 | STANDARD | FOREST CITY | PA | PRIMARY | 41.65 | -75.46
18430 | STANDARD | HERRICK CENTER | PA | PRIMARY | 41.74 | -75.48
18453 | STANDARD | PLEASANT MOUNT | PA | PRIMARY | 41.73 | -75.43
18616 | STANDARD | FORKSVILLE | PA | PRIMARY | 41.49 | -76.6
17224 | STANDARD | FORT LOUDON | PA | PRIMARY | 39.94 | -77.87
17931 | STANDARD | FRACKVILLE | PA | PRIMARY | 40.78 | -76.23
17932 | UNIQUE | FRACKVILLE | PA | PRIMARY | 40.78 | -76.23
17934 | STANDARD | GILBERTON | PA | PRIMARY | 40.79 | -76.22
17323 | PO BOX | FRANKLINTOWN | PA | PRIMARY | 40.07 | -77.02
17026 | STANDARD | FREDERICKSBURG | PA | PRIMARY | 40.45 | -76.42
17827 | STANDARD | FREEBURG | PA | PRIMARY | 40.76 | -76.94
18224 | STANDARD | FREELAND | PA | PRIMARY | 41.01 | -75.89
17933 | PO BOX | FRIEDENSBURG | PA | PRIMARY | 40.58 | -76.23
18818 | STANDARD | FRIENDSVILLE | PA | PRIMARY | 41.91 | -76.04
16921 | STANDARD | GAINES | PA | PRIMARY | 41.78 | -77.54
16922 | STANDARD | GALETON | PA | PRIMARY | 41.73 | -77.64
17527 | STANDARD | GAP | PA | PRIMARY | 39.98 | -76.02
17324 | STANDARD | GARDNERS | PA | PRIMARY | 40.04 | -77.18
19523 | PO BOX | GEIGERTOWN | PA | PRIMARY | 40.23 | -75.83
16923 | STANDARD | GENESEE | PA | PRIMARY | 41.98 | -77.9
16941 | STANDARD | GENESEE | PA | PRIMARY | 41.98 | -77.9
18053 | STANDARD | GERMANSVILLE | PA | PRIMARY | 40.72 | -75.71
17325 | STANDARD | GETTYSBURG | PA | PRIMARY | 39.83 | -77.23
18820 | PO BOX | GIBSON | PA | PRIMARY | 41.8 | -75.64
18331 | STANDARD | GILBERT | PA | PRIMARY | 40.9 | -75.43
19525 | STANDARD | GILBERTSVILLE | PA | PRIMARY | 40.32 | -75.6
16925 | STANDARD | GILLETT | PA | PRIMARY | 41.95 | -76.79
17935 | STANDARD | GIRARDVILLE | PA | PRIMARY | 40.79 | -76.28
18617 | STANDARD | GLEN LYON | PA | PRIMARY | 41.17 | -76.07
17327 | STANDARD | GLEN ROCK | PA | PRIMARY | 39.79 | -76.73
17329 | STANDARD | GLENVILLE | PA | PRIMARY | 39.76 | -76.85
17528 | PO BOX | GOODVILLE | PA | PRIMARY | 39.89 | -76.32
17936 | PO BOX | GORDON | PA | PRIMARY | 40.75 | -76.34
17529 | STANDARD | GORDONVILLE | PA | PRIMARY | 40.04 | -76.1
18424 | STANDARD | GOULDSBORO | PA | PRIMARY | 41.24 | -75.45
17027 | PO BOX | GRANTHAM | PA | PRIMARY | 40.23 | -77.02
17028 | STANDARD | GRANTVILLE | PA | PRIMARY | 40.39 | -76.68
17029 | STANDARD | GRANVILLE | PA | PRIMARY | 40.54 | -77.6
16926 | STANDARD | GRANVILLE SUMMIT | PA | PRIMARY | 41.71 | -76.77
17030 | STANDARD | GRATZ | PA | PRIMARY | 40.6 | -76.71
18821 | STANDARD | GREAT BEND | PA | PRIMARY | 41.97 | -75.74
18425 | STANDARD | GREELEY | PA | PRIMARY | 41.42 | -74.99
17225 | STANDARD | GREENCASTLE | PA | PRIMARY | 39.79 | -77.72
18054 | STANDARD | GREEN LANE | PA | PRIMARY | 40.33 | -75.47
18426 | STANDARD | GREENTOWN | PA | PRIMARY | 41.32 | -75.3
17735 | PO BOX | GROVER | PA | PRIMARY | 41.61 | -76.86
17032 | STANDARD | HALIFAX | PA | PRIMARY | 40.46 | -76.93
18822 | STANDARD | HALLSTEAD | PA | PRIMARY | 41.96 | -75.74
19526 | STANDARD | HAMBURG | PA | PRIMARY | 40.55 | -75.98
18427 | STANDARD | HAMLIN | PA | PRIMARY | 41.4 | -75.39
17331 | STANDARD | HANOVER | PA | PRIMARY | 39.81 | -76.98
17332 | UNIQUE | HANOVER | PA | PRIMARY | 39.81 | -76.98
17333 | UNIQUE | HANOVER | PA | PRIMARY | 39.81 | -76.98
17334 | UNIQUE | HANOVER | PA | PRIMARY | 39.8 | -76.98
17335 | UNIQUE | HANOVER | PA | PRIMARY | 39.8 | -76.98
18823 | STANDARD | HARFORD | PA | PRIMARY | 41.78 | -75.7
18225 | PO BOX | HARLEIGH | PA | PRIMARY | 40.98 | -75.97
17101 | STANDARD | HARRISBURG | PA | PRIMARY | 40.27 | -76.88
17102 | STANDARD | HARRISBURG | PA | PRIMARY | 40.27 | -76.88
17103 | STANDARD | HARRISBURG | PA | PRIMARY | 40.27 | -76.88
17104 | STANDARD | HARRISBURG | PA | PRIMARY | 40.27 | -76.88
17105 | PO BOX | HARRISBURG | PA | PRIMARY | 40.27 | -76.88
17106 | PO BOX | HARRISBURG | PA | PRIMARY | 40.27 | -76.88
17107 | UNIQUE | HARRISBURG | PA | PRIMARY | 40.27 | -76.88
17108 | PO BOX | HARRISBURG | PA | PRIMARY | 40.27 | -76.88
17109 | STANDARD | HARRISBURG | PA | PRIMARY | 40.27 | -76.88
17110 | STANDARD | HARRISBURG | PA | PRIMARY | 40.27 | -76.88
17111 | STANDARD | HARRISBURG | PA | PRIMARY | 40.27 | -76.88
17112 | STANDARD | HARRISBURG | PA | PRIMARY | 40.27 | -76.88
17113 | STANDARD | HARRISBURG | PA | PRIMARY | 40.27 | -76.88
17120 | UNIQUE | HARRISBURG | PA | PRIMARY | 40.27 | -76.88
17121 | UNIQUE | HARRISBURG | PA | PRIMARY | 40.27 | -76.88
17122 | UNIQUE | HARRISBURG | PA | PRIMARY | 40.27 | -76.88
17123 | UNIQUE | HARRISBURG | PA | PRIMARY | 40.27 | -76.88
17124 | UNIQUE | HARRISBURG | PA | PRIMARY | 40.27 | -76.88
17125 | UNIQUE | HARRISBURG | PA | PRIMARY | 40.27 | -76.88
17126 | UNIQUE | HARRISBURG | PA | PRIMARY | 40.27 | -76.88
17127 | UNIQUE | HARRISBURG | PA | PRIMARY | 40.27 | -76.88
17128 | UNIQUE | HARRISBURG | PA | PRIMARY | 40.27 | -76.88
17129 | STANDARD | HARRISBURG | PA | PRIMARY | 40.27 | -76.88
17130 | UNIQUE | HARRISBURG | PA | PRIMARY | 40.27 | -76.88
17140 | UNIQUE | HARRISBURG | PA | PRIMARY | 40.27 | -76.88
17177 | UNIQUE | HARRISBURG | PA | PRIMARY | 40.27 | -76.88
17829 | PO BOX | HARTLETON | PA | PRIMARY | 40.89 | -77.15
18618 | STANDARD | HARVEYS LAKE | PA | PRIMARY | 41.37 | -76.02
18428 | STANDARD | HAWLEY | PA | PRIMARY | 41.47 | -75.18
18438 | STANDARD | LAKEVILLE | PA | PRIMARY | 41.43 | -75.27
18201 | STANDARD | HAZLETON | PA | PRIMARY | 40.95 | -75.97
18202 | STANDARD | HAZLETON | PA | PRIMARY | 40.96 | -76
17938 | STANDARD | HEGINS | PA | PRIMARY | 40.66 | -76.48
18055 | STANDARD | HELLERTOWN | PA | PRIMARY | 40.58 | -75.33
18332 | STANDARD | HENRYVILLE | PA | PRIMARY | 41.09 | -75.26
18056 | STANDARD | HEREFORD | PA | PRIMARY | 40.44 | -75.58
17830 | STANDARD | HERNDON | PA | PRIMARY | 40.71 | -76.85
17033 | STANDARD | HERSHEY | PA | PRIMARY | 40.28 | -76.64
17034 | STANDARD | HIGHSPIRE | PA | PRIMARY | 40.2 | -76.78
18619 | STANDARD | HILLSGROVE | PA | PRIMARY | 41.43 | -76.71
17532 | STANDARD | HOLTWOOD | PA | PRIMARY | 39.82 | -76.33
18431 | STANDARD | HONESDALE | PA | PRIMARY | 41.57 | -75.25
17035 | STANDARD | HONEY GROVE | PA | PRIMARY | 40.42 | -77.55
18824 | STANDARD | HOP BOTTOM | PA | PRIMARY | 41.7 | -75.76
17533 | PO BOX | HOPELAND | PA | PRIMARY | 40.2 | -76.2
17737 | STANDARD | HUGHESVILLE | PA | PRIMARY | 41.23 | -76.72
17036 | STANDARD | HUMMELSTOWN | PA | PRIMARY | 40.26 | -76.71
17831 | PO BOX | HUMMELS WHARF | PA | PRIMARY | 40.83 | -76.83
18621 | STANDARD | HUNLOCK CREEK | PA | PRIMARY | 41.2 | -76.06
18622 | STANDARD | HUNTINGTON MILLS | PA | PRIMARY | 41.19 | -76.23
17228 | STANDARD | HARRISONVILLE | PA | PRIMARY | 39.97 | -78.08
17229 | STANDARD | HUSTONTOWN | PA | PRIMARY | 40.03 | -78.01
17037 | STANDARD | ICKESBURG | PA | PRIMARY | 40.49 | -77.29
17337 | PO BOX | IDAVILLE | PA | PRIMARY | 40.01 | -77.2
17534 | PO BOX | INTERCOURSE | PA | PRIMARY | 40.06 | -76.14
18825 | STANDARD | JACKSON | PA | PRIMARY | 41.83 | -75.59
18433 | STANDARD | JERMYN | PA | PRIMARY | 41.52 | -75.54
17739 | PO BOX | JERSEY MILLS | PA | PRIMARY | 41.45 | -77.47
17723 | STANDARD | CAMMAL | PA | PRIMARY | 41.2 | -77.26
17727 | STANDARD | CEDAR RUN | PA | PRIMARY | 41.52 | -77.45
17740 | STANDARD | JERSEY SHORE | PA | PRIMARY | 41.2 | -77.26
18434 | STANDARD | JESSUP | PA | PRIMARY | 41.46 | -75.55
18229 | STANDARD | JIM THORPE | PA | PRIMARY | 40.87 | -75.73
17038 | STANDARD | JONESTOWN | PA | PRIMARY | 40.41 | -76.48
18230 | PO BOX | JUNEDALE | PA | PRIMARY | 40.92 | -75.92
18231 | PO BOX | KELAYRES | PA | PRIMARY | 40.9 | -76.01
19529 | STANDARD | KEMPTON | PA | PRIMARY | 40.63 | -75.87
18826 | STANDARD | KINGSLEY | PA | PRIMARY | 41.76 | -75.78
17535 | STANDARD | KINZERS | PA | PRIMARY | 40.01 | -76.04
17536 | STANDARD | KIRKWOOD | PA | PRIMARY | 39.82 | -76.09
17039 | PO BOX | KLEINFELTERSVILLE | PA | PRIMARY | 40.31 | -76.27
17941 | STANDARD | KLINGERSTOWN | PA | PRIMARY | 40.66 | -76.62
16928 | STANDARD | KNOXVILLE | PA | PRIMARY | 41.95 | -77.43
17833 | PO BOX | KREAMER | PA | PRIMARY | 40.8 | -76.95
18333 | STANDARD | KRESGEVILLE | PA | PRIMARY | 40.89 | -75.5
17834 | STANDARD | KULPMONT | PA | PRIMARY | 40.79 | -76.47
18058 | STANDARD | KUNKLETOWN | PA | PRIMARY | 40.88 | -75.47
19530 | STANDARD | KUTZTOWN | PA | PRIMARY | 40.52 | -75.77
18623 | STANDARD | LACEYVILLE | PA | PRIMARY | 41.64 | -76.16
18435 | STANDARD | LACKAWAXEN | PA | PRIMARY | 41.48 | -74.98
17742 | STANDARD | LAIRDSVILLE | PA | PRIMARY | 41.23 | -76.61
18436 | STANDARD | LAKE ARIEL | PA | PRIMARY | 41.45 | -75.38
18437 | STANDARD | LAKE COMO | PA | PRIMARY | 41.84 | -75.33
18624 | PO BOX | LAKE HARMONY | PA | PRIMARY | 41.05 | -75.66
18625 | PO BOX | LAKE WINOLA | PA | PRIMARY | 41.5 | -75.85
18439 | STANDARD | LAKEWOOD | PA | PRIMARY | 41.85 | -75.38
17537 | PO BOX | LAMPETER | PA | PRIMARY | 40.01 | -76.24
17573 | UNIQUE | LANCASTER | PA | PRIMARY | 40.01 | -76.16
17601 | STANDARD | LANCASTER | PA | PRIMARY | 40.04 | -76.3
17602 | STANDARD | LANCASTER | PA | PRIMARY | 40.04 | -76.3
17603 | STANDARD | LANCASTER | PA | PRIMARY | 40.04 | -76.3
17604 | PO BOX | LANCASTER | PA | PRIMARY | 40.04 | -76.3
17605 | PO BOX | LANCASTER | PA | PRIMARY | 40.04 | -76.3
17606 | PO BOX | LANCASTER | PA | PRIMARY | 40.04 | -76.3
17607 | PO BOX | LANCASTER | PA | PRIMARY | 40.04 | -76.3
17608 | PO BOX | LANCASTER | PA | PRIMARY | 40.04 | -76.3
17611 | STANDARD | LANCASTER | PA | PRIMARY | 40.01 | -76.37
17622 | UNIQUE | LANCASTER | PA | PRIMARY | 40.04 | -76.31
17699 | UNIQUE | LANCASTER | PA | PRIMARY | 40.04 | -76.3
17942 | PO BOX | LANDINGVILLE | PA | PRIMARY | 40.62 | -76.12
17040 | STANDARD | LANDISBURG | PA | PRIMARY | 40.34 | -77.3
17538 | STANDARD | LANDISVILLE | PA | PRIMARY | 40.09 | -76.41
18827 | PO BOX | LANESBORO | PA | PRIMARY | 41.96 | -75.58
18232 | STANDARD | LANSFORD | PA | PRIMARY | 40.83 | -75.88
18440 | PO BOX | LA PLUME | PA | PRIMARY | 41.55 | -75.75
18626 | PO BOX | LAPORTE | PA | PRIMARY | 41.41 | -76.49
18234 | PO BOX | LATTIMER MINES | PA | PRIMARY | 40.95 | -76
17835 | PO BOX | LAURELTON | PA | PRIMARY | 40.94 | -77.2
18059 | STANDARD | LAURYS STATION | PA | PRIMARY | 40.72 | -75.53
17943 | PO BOX | LAVELLE | PA | PRIMARY | 40.76 | -76.39
17041 | PO BOX | LAWN | PA | PRIMARY | 40.22 | -76.55
16929 | STANDARD | LAWRENCEVILLE | PA | PRIMARY | 41.99 | -77.12
18828 | STANDARD | LAWTON | PA | PRIMARY | 41.78 | -76.06
17042 | STANDARD | LEBANON | PA | PRIMARY | 40.34 | -76.42
17046 | STANDARD | LEBANON | PA | PRIMARY | 40.34 | -76.42
19533 | STANDARD | LEESPORT | PA | PRIMARY | 40.44 | -75.96
18235 | STANDARD | LEHIGHTON | PA | PRIMARY | 40.83 | -75.71
18001 | PO BOX | LEHIGH VALLEY | PA | PRIMARY | 40.66 | -75.55
18002 | PO BOX | LEHIGH VALLEY | PA | PRIMARY | 40.66 | -75.55
18003 | UNIQUE | LEHIGH VALLEY | PA | PRIMARY | 40.66 | -75.55
18627 | PO BOX | LEHMAN | PA | PRIMARY | 41.31 | -76.03
17231 | PO BOX | LEMASTERS | PA | PRIMARY | 39.85 | -77.84
17043 | STANDARD | LEMOYNE | PA | PRIMARY | 40.24 | -76.89
19534 | STANDARD | LENHARTSVILLE | PA | PRIMARY | 40.57 | -75.89
17540 | STANDARD | LEOLA | PA | PRIMARY | 40.09 | -76.18
18829 | STANDARD | LE RAYSVILLE | PA | PRIMARY | 41.83 | -76.18
17339 | STANDARD | LEWISBERRY | PA | PRIMARY | 40.13 | -76.86
17837 | STANDARD | LEWISBURG | PA | PRIMARY | 40.96 | -76.89
17044 | STANDARD | LEWISTOWN | PA | PRIMARY | 40.59 | -77.57
16930 | STANDARD | LIBERTY | PA | PRIMARY | 41.55 | -77.1
19535 | PO BOX | LIMEKILN | PA | PRIMARY | 40.35 | -75.78
18060 | PO BOX | LIMEPORT | PA | PRIMARY | 40.5 | -75.44
17744 | STANDARD | LINDEN | PA | PRIMARY | 41.27 | -77.15
17543 | STANDARD | LITITZ | PA | PRIMARY | 40.15 | -76.3
18830 | STANDARD | LITTLE MEADOWS | PA | PRIMARY | 41.99 | -76.13
17340 | STANDARD | LITTLESTOWN | PA | PRIMARY | 39.74 | -77.08
17045 | STANDARD | LIVERPOOL | PA | PRIMARY | 40.57 | -76.99
17944 | PO BOX | LLEWELLYN | PA | PRIMARY | 40.66 | -76.26
17745 | STANDARD | LOCK HAVEN | PA | PRIMARY | 41.13 | -77.45
17945 | PO BOX | LOCUSTDALE | PA | PRIMARY | 40.77 | -76.37
17840 | PO BOX | LOCUST GAP | PA | PRIMARY | 40.79 | -76.43
17747 | STANDARD | LOGANTON | PA | PRIMARY | 41.03 | -77.3
17342 | PO BOX | LOGANVILLE | PA | PRIMARY | 39.85 | -76.7
18334 | STANDARD | LONG POND | PA | PRIMARY | 41.05 | -75.44
18628 | STANDARD | LOPEZ | PA | PRIMARY | 41.45 | -76.29
17946 | PO BOX | LOST CREEK | PA | PRIMARY | 40.81 | -76.22
17047 | STANDARD | LOYSVILLE | PA | PRIMARY | 40.38 | -77.33
17232 | STANDARD | LURGAN | PA | PRIMARY | 40.13 | -77.64
17048 | STANDARD | LYKENS | PA | PRIMARY | 40.56 | -76.69
19536 | PO BOX | LYON STATION | PA | PRIMARY | 40.52 | -75.74
18237 | STANDARD | MCADOO | PA | PRIMARY | 40.9 | -75.99
17049 | STANDARD | MC ALISTERVILLE | PA | PRIMARY | 40.65 | -77.28
17841 | STANDARD | MC CLURE | PA | PRIMARY | 40.7 | -77.31
17223 | STANDARD | FORT LITTLETON | PA | PRIMARY | 40.06 | -77.93
17233 | STANDARD | MC CONNELLSBURG | PA | PRIMARY | 39.93 | -77.99
17748 | PO BOX | MC ELHATTAN | PA | PRIMARY | 41.16 | -77.35
17749 | PO BOX | MC EWENSVILLE | PA | PRIMARY | 41.07 | -76.81
17343 | PO BOX | MC KNIGHTSTOWN | PA | PRIMARY | 39.9 | -77.34
17344 | STANDARD | MC SHERRYSTOWN | PA | PRIMARY | 39.8 | -77.01
17051 | STANDARD | MC VEYTOWN | PA | PRIMARY | 40.49 | -77.74
17750 | PO BOX | MACKEYVILLE | PA | PRIMARY | 41.05 | -77.43
18062 | STANDARD | MACUNGIE | PA | PRIMARY | 40.51 | -75.55
17948 | STANDARD | MAHANOY CITY | PA | PRIMARY | 40.81 | -76.13
17949 | PO BOX | MAHANOY PLANE | PA | PRIMARY | 40.76 | -76.07
16932 | STANDARD | MAINESBURG | PA | PRIMARY | 41.78 | -76.96
17345 | STANDARD | MANCHESTER | PA | PRIMARY | 40.06 | -76.72
17545 | STANDARD | MANHEIM | PA | PRIMARY | 40.16 | -76.39
16933 | STANDARD | MANSFIELD | PA | PRIMARY | 41.8 | -77.07
17052 | STANDARD | MAPLETON DEPOT | PA | PRIMARY | 40.37 | -77.97
17547 | STANDARD | MARIETTA | PA | PRIMARY | 40.05 | -76.55
17235 | PO BOX | MARION | PA | PRIMARY | 39.86 | -77.67
17832 | PO BOX | MARION HEIGHTS | PA | PRIMARY | 40.8 | -76.46
17951 | PO BOX | MAR LIN | PA | PRIMARY | 40.68 | -76.23
18335 | PO BOX | MARSHALLS CREEK | PA | PRIMARY | 41.04 | -75.12
18063 | PO BOX | MARTINS CREEK | PA | PRIMARY | 40.85 | -75.19
17952 | PO BOX | MARY D | PA | PRIMARY | 40.75 | -76.06
17053 | STANDARD | MARYSVILLE | PA | PRIMARY | 40.33 | -76.93
18336 | STANDARD | MATAMORAS | PA | PRIMARY | 41.35 | -74.7
17054 | PO BOX | MATTAWANA | PA | PRIMARY | 40.49 | -77.72
19538 | PO BOX | MAXATAWNY | PA | PRIMARY | 40.52 | -75.74
17550 | PO BOX | MAYTOWN | PA | PRIMARY | 40.07 | -76.58
17050 | STANDARD | MECHANICSBURG | PA | PRIMARY | 40.24 | -77.02
17055 | STANDARD | MECHANICSBURG | PA | PRIMARY | 40.21 | -77
18629 | STANDARD | MEHOOPANY | PA | PRIMARY | 41.56 | -76.06
17236 | STANDARD | MERCERSBURG | PA | PRIMARY | 39.83 | -77.9
19539 | STANDARD | MERTZTOWN | PA | PRIMARY | 40.49 | -75.68
18630 | STANDARD | MESHOPPEN | PA | PRIMARY | 41.61 | -76.04
17056 | PO BOX | MEXICO | PA | PRIMARY | 40.52 | -77.32
17842 | STANDARD | MIDDLEBURG | PA | PRIMARY | 40.78 | -77.04
16935 | STANDARD | MIDDLEBURY CENTER | PA | PRIMARY | 41.89 | -77.3
17953 | PO BOX | MIDDLEPORT | PA | PRIMARY | 40.72 | -76.08
17057 | STANDARD | MIDDLETOWN | PA | PRIMARY | 40.19 | -76.7
17058 | STANDARD | MIFFLIN | PA | PRIMARY | 40.56 | -77.4
17844 | STANDARD | MIFFLINBURG | PA | PRIMARY | 40.92 | -77.04
17883 | PO BOX | VICKSBURG | PA | PRIMARY | 40.94 | -76.98
17059 | STANDARD | MIFFLINTOWN | PA | PRIMARY | 40.57 | -77.39
18631 | PO BOX | MIFFLINVILLE | PA | PRIMARY | 41.02 | -76.3
18831 | STANDARD | MILAN | PA | PRIMARY | 41.9 | -76.52
18443 | STANDARD | MILANVILLE | PA | PRIMARY | 41.67 | -75.06
18632 | STANDARD | MILDRED | PA | PRIMARY | 41.47 | -76.37
18337 | STANDARD | MILFORD | PA | PRIMARY | 41.32 | -74.8
17060 | STANDARD | MILL CREEK | PA | PRIMARY | 40.43 | -77.92
17061 | STANDARD | MILLERSBURG | PA | PRIMARY | 40.54 | -76.95
17062 | STANDARD | MILLERSTOWN | PA | PRIMARY | 40.55 | -77.15
17551 | STANDARD | MILLERSVILLE | PA | PRIMARY | 40 | -76.35
16936 | STANDARD | MILLERTON | PA | PRIMARY | 41.98 | -76.95
17751 | STANDARD | MILL HALL | PA | PRIMARY | 41.1 | -77.49
17767 | PO BOX | SALONA | PA | PRIMARY | 41.08 | -77.45
17845 | STANDARD | MILLMONT | PA | PRIMARY | 40.86 | -77.23
18340 | PO BOX | MILLRIFT | PA | PRIMARY | 41.4 | -74.74
16937 | STANDARD | MILLS | PA | PRIMARY | 41.9 | -77.75
17846 | STANDARD | MILLVILLE | PA | PRIMARY | 41.12 | -76.52
18239 | PO BOX | MILNESVILLE | PA | PRIMARY | 40.95 | -76
17063 | STANDARD | MILROY | PA | PRIMARY | 40.71 | -77.58
17847 | STANDARD | MILTON | PA | PRIMARY | 41 | -76.85
17954 | STANDARD | MINERSVILLE | PA | PRIMARY | 40.69 | -76.25
18341 | PO BOX | MINISINK HILLS | PA | PRIMARY | 41 | -75.13
19540 | STANDARD | MOHNTON | PA | PRIMARY | 40.28 | -75.98
19541 | STANDARD | MOHRSVILLE | PA | PRIMARY | 40.47 | -76.02
19542 | PO BOX | MONOCACY STATION | PA | PRIMARY | 40.26 | -75.74
18832 | STANDARD | MONROETON | PA | PRIMARY | 41.71 | -76.47
17237 | STANDARD | MONT ALTO | PA | PRIMARY | 39.83 | -77.55
17850 | PO BOX | MONTANDON | PA | PRIMARY | 40.96 | -76.86
17752 | STANDARD | MONTGOMERY | PA | PRIMARY | 41.17 | -76.87
17754 | STANDARD | MONTOURSVILLE | PA | PRIMARY | 41.24 | -76.92
18801 | STANDARD | MONTROSE | PA | PRIMARY | 41.83 | -75.87
19543 | STANDARD | MORGANTOWN | PA | PRIMARY | 40.15 | -75.9
16938 | STANDARD | MORRIS | PA | PRIMARY | 41.65 | -77.27
16939 | PO BOX | MORRIS RUN | PA | PRIMARY | 41.66 | -77.04
18444 | STANDARD | MOSCOW | PA | PRIMARY | 41.33 | -75.52
19544 | PO BOX | MOUNT AETNA | PA | PRIMARY | 40.43 | -76.25
18342 | PO BOX | MOUNTAINHOME | PA | PRIMARY | 41.17 | -75.26
18343 | STANDARD | MOUNT BETHEL | PA | PRIMARY | 40.9 | -75.11
17851 | STANDARD | MOUNT CARMEL | PA | PRIMARY | 40.79 | -76.41
17064 | PO BOX | MOUNT GRETNA | PA | PRIMARY | 40.24 | -76.47
17065 | STANDARD | MOUNT HOLLY SPRINGS | PA | PRIMARY | 40.11 | -77.18
17552 | STANDARD | MOUNT JOY | PA | PRIMARY | 40.11 | -76.5
17853 | STANDARD | MOUNT PLEASANT MILLS | PA | PRIMARY | 40.69 | -77
18344 | STANDARD | MOUNT POCONO | PA | PRIMARY | 41.12 | -75.35
17066 | STANDARD | MOUNT UNION | PA | PRIMARY | 40.38 | -77.88
17554 | STANDARD | MOUNTVILLE | PA | PRIMARY | 40.04 | -76.43
17347 | STANDARD | MOUNT WOLF | PA | PRIMARY | 40.06 | -76.7
17957 | STANDARD | MUIR | PA | PRIMARY | 40.59 | -76.51
17756 | STANDARD | MUNCY | PA | PRIMARY | 41.2 | -76.78
17758 | STANDARD | MUNCY VALLEY | PA | PRIMARY | 41.35 | -76.6
17067 | STANDARD | MYERSTOWN | PA | PRIMARY | 40.37 | -76.3
18634 | STANDARD | NANTICOKE | PA | PRIMARY | 41.2 | -76
17555 | STANDARD | NARVON | PA | PRIMARY | 40.12 | -75.97
18064 | STANDARD | NAZARETH | PA | PRIMARY | 40.73 | -75.31
17212 | STANDARD | BIG COVE TANNERY | PA | PRIMARY | 39.84 | -78.05
17238 | STANDARD | NEEDMORE | PA | PRIMARY | 39.86 | -78.15
17239 | STANDARD | NEELYTON | PA | PRIMARY | 40.13 | -77.85
18065 | PO BOX | NEFFS | PA | PRIMARY | 40.69 | -75.55
16940 | PO BOX | NELSON | PA | PRIMARY | 41.97 | -77.23
18635 | STANDARD | NESCOPECK | PA | PRIMARY | 41.05 | -76.21
18240 | STANDARD | NESQUEHONING | PA | PRIMARY | 40.86 | -75.82
18833 | STANDARD | NEW ALBANY | PA | PRIMARY | 41.6 | -76.44
17855 | STANDARD | NEW BERLIN | PA | PRIMARY | 40.88 | -76.98
19545 | PO BOX | NEW BERLINVILLE | PA | PRIMARY | 40.37 | -75.67
17068 | STANDARD | NEW BLOOMFIELD | PA | PRIMARY | 40.41 | -77.18
17069 | PO BOX | NEW BUFFALO | PA | PRIMARY | 40.45 | -76.97
17240 | STANDARD | NEWBURG | PA | PRIMARY | 40.13 | -77.55
17070 | STANDARD | NEW CUMBERLAND | PA | PRIMARY | 40.23 | -76.87
18445 | STANDARD | NEWFOUNDLAND | PA | PRIMARY | 41.3 | -75.32
17349 | STANDARD | NEW FREEDOM | PA | PRIMARY | 39.73 | -76.69
17071 | PO BOX | NEW GERMANTOWN | PA | PRIMARY | 40.27 | -77.59
17557 | STANDARD | NEW HOLLAND | PA | PRIMARY | 40.1 | -76.09
17072 | PO BOX | NEW KINGSTOWN | PA | PRIMARY | 40.23 | -77.02
17073 | STANDARD | NEWMANSTOWN | PA | PRIMARY | 40.35 | -76.21
18834 | STANDARD | NEW MILFORD | PA | PRIMARY | 41.87 | -75.72
17350 | STANDARD | NEW OXFORD | PA | PRIMARY | 39.86 | -77.05
17352 | STANDARD | NEW PARK | PA | PRIMARY | 39.76 | -76.5
17959 | STANDARD | NEW PHILADELPHIA | PA | PRIMARY | 40.71 | -76.11
17074 | STANDARD | NEWPORT | PA | PRIMARY | 40.47 | -77.13
17560 | STANDARD | NEW PROVIDENCE | PA | PRIMARY | 39.9 | -76.23
17960 | STANDARD | NEW RINGGOLD | PA | PRIMARY | 40.68 | -75.99
17075 | PO BOX | NEWTON HAMILTON | PA | PRIMARY | 40.39 | -77.83
18066 | STANDARD | NEW TRIPOLI | PA | PRIMARY | 40.65 | -75.74
17241 | STANDARD | NEWVILLE | PA | PRIMARY | 40.17 | -77.4
18441 | STANDARD | LENOXVILLE | PA | PRIMARY | 41.66 | -75.63
18446 | STANDARD | NICHOLSON | PA | PRIMARY | 41.62 | -75.78
18067 | STANDARD | NORTHAMPTON | PA | PRIMARY | 40.68 | -75.48
17760 | PO BOX | NORTH BEND | PA | PRIMARY | 41.37 | -77.7
17857 | STANDARD | NORTHUMBERLAND | PA | PRIMARY | 40.89 | -76.79
18636 | STANDARD | NOXEN | PA | PRIMARY | 41.42 | -76.05
17858 | PO BOX | NUMIDIA | PA | PRIMARY | 40.89 | -76.41
18241 | STANDARD | NUREMBERG | PA | PRIMARY | 40.93 | -76.18
17076 | STANDARD | OAKLAND MILLS | PA | PRIMARY | 40.61 | -77.31
18068 | PO BOX | OLD ZIONSVILLE | PA | PRIMARY | 40.48 | -75.54
19547 | STANDARD | OLEY | PA | PRIMARY | 40.37 | -75.76
18447 | STANDARD | OLYPHANT | PA | PRIMARY | 41.45 | -75.59
18448 | UNIQUE | OLYPHANT | PA | PRIMARY | 41.45 | -75.59
18242 | PO BOX | ONEIDA | PA | PRIMARY | 40.9 | -76.13
17077 | PO BOX | ONO | PA | PRIMARY | 40.41 | -76.56
17859 | STANDARD | ORANGEVILLE | PA | PRIMARY | 41.07 | -76.41
17243 | STANDARD | ORBISONIA | PA | PRIMARY | 40.24 | -77.89
18069 | STANDARD | OREFIELD | PA | PRIMARY | 40.62 | -75.6
17244 | STANDARD | ORRSTOWN | PA | PRIMARY | 40.05 | -77.6
17353 | STANDARD | ORRTANNA | PA | PRIMARY | 39.88 | -77.38
18449 | PO BOX | ORSON | PA | PRIMARY | 41.81 | -75.44
17961 | STANDARD | ORWIGSBURG | PA | PRIMARY | 40.65 | -76.1
16942 | STANDARD | OSCEOLA | PA | PRIMARY | 41.98 | -77.38
18070 | STANDARD | PALM | PA | PRIMARY | 40.43 | -75.53
18071 | STANDARD | PALMERTON | PA | PRIMARY | 40.8 | -75.61
17078 | STANDARD | PALMYRA | PA | PRIMARY | 40.3 | -76.59
17562 | STANDARD | PARADISE | PA | PRIMARY | 40 | -76.12
18244 | PO BOX | PARRYVILLE | PA | PRIMARY | 40.82 | -75.66
18451 | STANDARD | PAUPACK | PA | PRIMARY | 41.39 | -75.19
17860 | STANDARD | PAXINOS | PA | PRIMARY | 40.83 | -76.64
17861 | PO BOX | PAXTONVILLE | PA | PRIMARY | 40.76 | -77.08
17563 | STANDARD | PEACH BOTTOM | PA | PRIMARY | 39.76 | -76.18
18452 | STANDARD | PECKVILLE | PA | PRIMARY | 41.47 | -75.57
18072 | STANDARD | PEN ARGYL | PA | PRIMARY | 40.86 | -75.25
17862 | PO BOX | PENNS CREEK | PA | PRIMARY | 40.86 | -77.07
17564 | PO BOX | PENRYN | PA | PRIMARY | 40.16 | -76.42
17565 | STANDARD | PEQUEA | PA | PRIMARY | 39.9 | -76.31
18074 | STANDARD | PERKIOMENVILLE | PA | PRIMARY | 40.32 | -75.51
17762 | PO BOX | PICTURE ROCKS | PA | PRIMARY | 41.28 | -76.7
17080 | PO BOX | PILLOW | PA | PRIMARY | 40.64 | -76.8
19548 | PO BOX | PINE FORGE | PA | PRIMARY | 40.28 | -75.72
17963 | STANDARD | PINE GROVE | PA | PRIMARY | 40.54 | -76.38
17964 | STANDARD | PITMAN | PA | PRIMARY | 40.7 | -76.51
18640 | STANDARD | PITTSTON | PA | PRIMARY | 41.32 | -75.78
18641 | STANDARD | PITTSTON | PA | PRIMARY | 41.32 | -75.78
18642 | STANDARD | DURYEA | PA | PRIMARY | 41.34 | -75.75
18643 | STANDARD | PITTSTON | PA | PRIMARY | 41.32 | -75.78
18644 | STANDARD | WYOMING | PA | PRIMARY | 41.3 | -75.84
17081 | PO BOX | PLAINFIELD | PA | PRIMARY | 40.19 | -77.42
17246 | STANDARD | PLEASANT HALL | PA | PRIMARY | 40.02 | -77.7
18651 | STANDARD | PLYMOUTH | PA | PRIMARY | 41.24 | -75.95
18347 | STANDARD | POCONO LAKE | PA | PRIMARY | 41.11 | -75.56
18348 | PO BOX | POCONO LAKE PRESERVE | PA | PRIMARY | 41.11 | -75.56
18349 | PO BOX | POCONO MANOR | PA | PRIMARY | 41.03 | -75.28
18350 | STANDARD | POCONO PINES | PA | PRIMARY | 41.11 | -75.45
18346 | STANDARD | POCONO SUMMIT | PA | PRIMARY | 41.1 | -75.42
17965 | STANDARD | PORT CARBON | PA | PRIMARY | 40.69 | -76.16
19549 | PO BOX | PORT CLINTON | PA | PRIMARY | 40.58 | -76.02
18351 | PO BOX | PORTLAND | PA | PRIMARY | 40.91 | -75.09
17082 | STANDARD | PORT ROYAL | PA | PRIMARY | 40.53 | -77.39
17864 | STANDARD | PORT TREVORTON | PA | PRIMARY | 40.7 | -76.91
17865 | PO BOX | POTTS GROVE | PA | PRIMARY | 40.99 | -76.79
17901 | STANDARD | POTTSVILLE | PA | PRIMARY | 40.67 | -76.2
17974 | PO BOX | SELTZER | PA | PRIMARY | 40.69 | -76.22
18454 | PO BOX | POYNTELLE | PA | PRIMARY | 41.82 | -75.42
18455 | STANDARD | PRESTON PARK | PA | PRIMARY | 41.88 | -75.35
18456 | STANDARD | PROMPTON | PA | PRIMARY | 41.58 | -75.32
18245 | PO BOX | QUAKAKE | PA | PRIMARY | 40.84 | -75.97
17566 | STANDARD | QUARRYVILLE | PA | PRIMARY | 39.89 | -76.16
17247 | PO BOX | QUINCY | PA | PRIMARY | 39.8 | -77.55
17355 | PO BOX | RAILROAD | PA | PRIMARY | 39.76 | -76.69
17763 | PO BOX | RALSTON | PA | PRIMARY | 41.5 | -76.94
18653 | PO BOX | RANSOM | PA | PRIMARY | 41.39 | -75.82
17966 | PO BOX | RAVINE | PA | PRIMARY | 40.56 | -76.33
19601 | STANDARD | READING | PA | PRIMARY | 40.33 | -75.92
19602 | STANDARD | READING | PA | PRIMARY | 40.33 | -75.92
19603 | PO BOX | READING | PA | PRIMARY | 40.33 | -75.92
19604 | STANDARD | READING | PA | PRIMARY | 40.33 | -75.92
19605 | STANDARD | READING | PA | PRIMARY | 40.33 | -75.92
19606 | STANDARD | READING | PA | PRIMARY | 40.33 | -75.92
19607 | STANDARD | READING | PA | PRIMARY | 40.33 | -75.92
19608 | STANDARD | READING | PA | PRIMARY | 40.33 | -75.92
19609 | STANDARD | READING | PA | PRIMARY | 40.33 | -75.92
19610 | STANDARD | READING | PA | PRIMARY | 40.33 | -75.92
19611 | STANDARD | READING | PA | PRIMARY | 40.33 | -75.92
19612 | PO BOX | READING | PA | PRIMARY | 40.33 | -75.92
17567 | PO BOX | REAMSTOWN | PA | PRIMARY | 40.21 | -76.11
17867 | STANDARD | REBUCK | PA | PRIMARY | 40.72 | -76.75
18073 | STANDARD | PENNSBURG | PA | PRIMARY | 40.39 | -75.49
18076 | STANDARD | RED HILL | PA | PRIMARY | 40.37 | -75.48
17356 | STANDARD | RED LION | PA | PRIMARY | 39.89 | -76.6
18352 | STANDARD | REEDERS | PA | PRIMARY | 40.99 | -75.27
17084 | STANDARD | REEDSVILLE | PA | PRIMARY | 40.65 | -77.6
17568 | PO BOX | REFTON | PA | PRIMARY | 40.01 | -76.24
19550 | PO BOX | REHRERSBURG | PA | PRIMARY | 40.43 | -76.25
17569 | STANDARD | REINHOLDS | PA | PRIMARY | 40.27 | -76.11
17764 | STANDARD | RENOVO | PA | PRIMARY | 41.32 | -77.74
17085 | PO BOX | REXMONT | PA | PRIMARY | 40.28 | -76.39
17570 | PO BOX | RHEEMS | PA | PRIMARY | 40.12 | -76.57
17086 | STANDARD | RICHFIELD | PA | PRIMARY | 40.69 | -77.12
17087 | STANDARD | RICHLAND | PA | PRIMARY | 40.35 | -76.25
18077 | STANDARD | RIEGELSVILLE | PA | PRIMARY | 40.59 | -75.19
17967 | STANDARD | RINGTOWN | PA | PRIMARY | 40.85 | -76.23
17868 | PO BOX | RIVERSIDE | PA | PRIMARY | 40.95 | -76.63
17765 | STANDARD | ROARING BRANCH | PA | PRIMARY | 41.55 | -76.89
19551 | STANDARD | ROBESONIA | PA | PRIMARY | 40.34 | -76.14
18246 | PO BOX | ROCK GLEN | PA | PRIMARY | 40.96 | -76.18
17249 | PO BOX | ROCKHILL FURNACE | PA | PRIMARY | 40.24 | -77.9
18837 | STANDARD | ROME | PA | PRIMARY | 41.85 | -76.34
17572 | STANDARD | RONKS | PA | PRIMARY | 40.01 | -76.16
17358 | PO BOX | ROSSVILLE | PA | PRIMARY | 40.07 | -76.92
17250 | PO BOX | ROUZERVILLE | PA | PRIMARY | 39.73 | -77.52
18457 | PO BOX | ROWLAND | PA | PRIMARY | 41.47 | -75.04
17251 | PO BOX | ROXBURY | PA | PRIMARY | 40.09 | -77.67
16943 | STANDARD | SABINSVILLE | PA | PRIMARY | 41.84 | -77.54
17968 | STANDARD | SACRAMENTO | PA | PRIMARY | 40.64 | -76.61
17970 | STANDARD | SAINT CLAIR | PA | PRIMARY | 40.72 | -76.19
18247 | PO BOX | SAINT JOHNS | PA | PRIMARY | 41.03 | -75.98
17252 | STANDARD | SAINT THOMAS | PA | PRIMARY | 39.92 | -77.8
17253 | PO BOX | SALTILLO | PA | PRIMARY | 40.21 | -78
18353 | STANDARD | SAYLORSBURG | PA | PRIMARY | 40.9 | -75.36
18840 | STANDARD | SAYRE | PA | PRIMARY | 41.97 | -76.51
17088 | PO BOX | SCHAEFFERSTOWN | PA | PRIMARY | 40.29 | -76.29
18078 | STANDARD | SCHNECKSVILLE | PA | PRIMARY | 40.67 | -75.61
17972 | STANDARD | SCHUYLKILL HAVEN | PA | PRIMARY | 40.62 | -76.17
18354 | STANDARD | SCIOTA | PA | PRIMARY | 40.92 | -75.28
17254 | PO BOX | SCOTLAND | PA | PRIMARY | 39.96 | -77.59
18355 | STANDARD | SCOTRUN | PA | PRIMARY | 41.07 | -75.33
18501 | PO BOX | SCRANTON | PA | PRIMARY | 41.4 | -75.66
18502 | PO BOX | SCRANTON | PA | PRIMARY | 41.4 | -75.66
18503 | STANDARD | SCRANTON | PA | PRIMARY | 41.4 | -75.66
18504 | STANDARD | SCRANTON | PA | PRIMARY | 41.4 | -75.66
18505 | STANDARD | SCRANTON | PA | PRIMARY | 41.4 | -75.66
18507 | STANDARD | MOOSIC | PA | PRIMARY | 41.35 | -75.72
18508 | STANDARD | SCRANTON | PA | PRIMARY | 41.4 | -75.66
18509 | STANDARD | SCRANTON | PA | PRIMARY | 41.4 | -75.66
18510 | STANDARD | SCRANTON | PA | PRIMARY | 41.4 | -75.66
18512 | STANDARD | SCRANTON | PA | PRIMARY | 41.4 | -75.66
18515 | STANDARD | SCRANTON | PA | PRIMARY | 41.4 | -75.66
18517 | STANDARD | TAYLOR | PA | PRIMARY | 41.39 | -75.71
18518 | STANDARD | OLD FORGE | PA | PRIMARY | 41.37 | -75.73
18519 | STANDARD | SCRANTON | PA | PRIMARY | 41.47 | -75.62
18540 | STANDARD | SCRANTON | PA | PRIMARY | 41.4 | -75.66
18577 | UNIQUE | SCRANTON | PA | PRIMARY | 41.4 | -75.66
17870 | STANDARD | SELINSGROVE | PA | PRIMARY | 40.8 | -76.86
17360 | STANDARD | SEVEN VALLEYS | PA | PRIMARY | 39.85 | -76.76
17255 | STANDARD | SHADE GAP | PA | PRIMARY | 40.18 | -77.86
17256 | PO BOX | SHADY GROVE | PA | PRIMARY | 39.77 | -77.68
17866 | STANDARD | COAL TOWNSHIP | PA | PRIMARY | 40.78 | -76.54
17872 | STANDARD | SHAMOKIN | PA | PRIMARY | 40.78 | -76.55
17876 | STANDARD | SHAMOKIN DAM | PA | PRIMARY | 40.85 | -76.82
19554 | PO BOX | SHARTLESVILLE | PA | PRIMARY | 40.44 | -76.11
18654 | PO BOX | SHAWANESE | PA | PRIMARY | 41.36 | -76.03
18356 | PO BOX | SHAWNEE ON DELAWARE | PA | PRIMARY | 41.08 | -75.13
17976 | STANDARD | SHENANDOAH | PA | PRIMARY | 40.81 | -76.2
18248 | PO BOX | SHEPPTON | PA | PRIMARY | 40.9 | -76.11
17090 | STANDARD | SHERMANS DALE | PA | PRIMARY | 40.33 | -77.19
18655 | STANDARD | SHICKSHINNY | PA | PRIMARY | 41.15 | -76.15
17257 | STANDARD | SHIPPENSBURG | PA | PRIMARY | 40.04 | -77.52
17260 | STANDARD | SHIRLEYSBURG | PA | PRIMARY | 40.29 | -77.87
19555 | STANDARD | SHOEMAKERSVILLE | PA | PRIMARY | 40.49 | -75.96
18458 | STANDARD | SHOHOLA | PA | PRIMARY | 41.47 | -74.91
17361 | STANDARD | SHREWSBURY | PA | PRIMARY | 39.77 | -76.68
17768 | STANDARD | SHUNK | PA | PRIMARY | 41.56 | -76.76
17575 | PO BOX | SILVER SPRING | PA | PRIMARY | 40.06 | -76.43
18357 | PO BOX | SKYTOP | PA | PRIMARY | 41.21 | -75.21
18079 | PO BOX | SLATEDALE | PA | PRIMARY | 40.73 | -75.63
17769 | PO BOX | SLATE RUN | PA | PRIMARY | 41.47 | -77.49
18080 | STANDARD | SLATINGTON | PA | PRIMARY | 40.75 | -75.61
17576 | STANDARD | SMOKETOWN | PA | PRIMARY | 40.04 | -76.21
18459 | PO BOX | SOUTH CANAAN | PA | PRIMARY | 41.5 | -75.41
18842 | STANDARD | SOUTH GIBSON | PA | PRIMARY | 41.73 | -75.63
18843 | PO BOX | SOUTH MONTROSE | PA | PRIMARY | 41.79 | -75.89
17261 | PO BOX | SOUTH MOUNTAIN | PA | PRIMARY | 39.83 | -77.49
18460 | STANDARD | SOUTH STERLING | PA | PRIMARY | 41.26 | -75.34
17978 | STANDARD | SPRING GLEN | PA | PRIMARY | 40.63 | -76.64
17354 | STANDARD | PORTERS SIDELING | PA | PRIMARY | 39.85 | -76.88
17362 | STANDARD | SPRING GROVE | PA | PRIMARY | 39.88 | -76.86
17262 | STANDARD | SPRING RUN | PA | PRIMARY | 40.15 | -77.71
18081 | PO BOX | SPRINGTOWN | PA | PRIMARY | 40.55 | -75.28
18844 | STANDARD | SPRINGVILLE | PA | PRIMARY | 41.69 | -75.91
18461 | STANDARD | STARLIGHT | PA | PRIMARY | 41.9 | -75.33
18462 | STANDARD | STARRUCCA | PA | PRIMARY | 41.9 | -75.46
17263 | PO BOX | STATE LINE | PA | PRIMARY | 39.73 | -77.71
18463 | STANDARD | STERLING | PA | PRIMARY | 41.34 | -75.39
17578 | STANDARD | STEVENS | PA | PRIMARY | 40.23 | -76.18
18845 | STANDARD | STEVENSVILLE | PA | PRIMARY | 41.76 | -76.17
17363 | STANDARD | STEWARTSTOWN | PA | PRIMARY | 39.75 | -76.59
18083 | PO BOX | STOCKERTOWN | PA | PRIMARY | 40.75 | -75.26
17579 | STANDARD | STRASBURG | PA | PRIMARY | 39.98 | -76.18
19559 | PO BOX | STRAUSSTOWN | PA | PRIMARY | 40.49 | -76.18
18360 | STANDARD | STROUDSBURG | PA | PRIMARY | 40.98 | -75.19
18249 | STANDARD | SUGARLOAF | PA | PRIMARY | 40.99 | -76.08
18846 | STANDARD | SUGAR RUN | PA | PRIMARY | 41.64 | -76.24
17093 | PO BOX | SUMMERDALE | PA | PRIMARY | 40.29 | -76.95
18250 | STANDARD | SUMMIT HILL | PA | PRIMARY | 40.82 | -75.84
17979 | PO BOX | SUMMIT STATION | PA | PRIMARY | 40.58 | -76.22
18084 | PO BOX | SUMNEYTOWN | PA | PRIMARY | 40.31 | -75.5
17801 | STANDARD | SUNBURY | PA | PRIMARY | 40.86 | -76.78
17877 | PO BOX | SNYDERTOWN | PA | PRIMARY | 40.87 | -76.67
18847 | STANDARD | SUSQUEHANNA | PA | PRIMARY | 41.94 | -75.6
18656 | STANDARD | SWEET VALLEY | PA | PRIMARY | 41.28 | -76.15
17880 | PO BOX | SWENGEL | PA | PRIMARY | 40.94 | -77.07
18370 | STANDARD | SWIFTWATER | PA | PRIMARY | 41.08 | -75.36
18251 | PO BOX | SYBERTSVILLE | PA | PRIMARY | 40.99 | -76.08
16945 | PO BOX | SYLVANIA | PA | PRIMARY | 41.8 | -76.85
18464 | STANDARD | TAFTON | PA | PRIMARY | 41.4 | -75.18
17580 | PO BOX | TALMAGE | PA | PRIMARY | 40.12 | -76.18
18252 | STANDARD | TAMAQUA | PA | PRIMARY | 40.8 | -75.93
18372 | STANDARD | TANNERSVILLE | PA | PRIMARY | 41.04 | -75.33
18085 | PO BOX | TATAMY | PA | PRIMARY | 40.74 | -75.25
19560 | STANDARD | TEMPLE | PA | PRIMARY | 40.4 | -75.92
17581 | STANDARD | TERRE HILL | PA | PRIMARY | 40.15 | -76.05
17364 | STANDARD | THOMASVILLE | PA | PRIMARY | 39.92 | -76.87
18465 | STANDARD | THOMPSON | PA | PRIMARY | 41.86 | -75.51
17094 | STANDARD | THOMPSONTOWN | PA | PRIMARY | 40.56 | -77.23
17264 | STANDARD | THREE SPRINGS | PA | PRIMARY | 40.19 | -77.98
16946 | STANDARD | TIOGA | PA | PRIMARY | 41.9 | -77.13
18466 | STANDARD | TOBYHANNA | PA | PRIMARY | 41.18 | -75.43
19562 | STANDARD | TOPTON | PA | PRIMARY | 40.5 | -75.7
18848 | STANDARD | TOWANDA | PA | PRIMARY | 41.76 | -76.44
17980 | STANDARD | TOWER CITY | PA | PRIMARY | 40.58 | -76.55
18086 | PO BOX | TREICHLERS | PA | PRIMARY | 40.78 | -75.53
17981 | STANDARD | TREMONT | PA | PRIMARY | 40.62 | -76.39
18254 | PO BOX | TRESCKOW | PA | PRIMARY | 40.91 | -75.96
17881 | STANDARD | TREVORTON | PA | PRIMARY | 40.78 | -76.67
18087 | STANDARD | TREXLERTOWN | PA | PRIMARY | 40.56 | -75.6
17771 | STANDARD | TROUT RUN | PA | PRIMARY | 41.39 | -77.08
17882 | PO BOX | TROXELVILLE | PA | PRIMARY | 40.81 | -77.2
16910 | STANDARD | ALBA | PA | PRIMARY | 41.7 | -76.82
16947 | STANDARD | TROY | PA | PRIMARY | 41.78 | -76.78
18657 | STANDARD | TUNKHANNOCK | PA | PRIMARY | 41.53 | -75.94
17772 | STANDARD | TURBOTVILLE | PA | PRIMARY | 41.1 | -76.76
17982 | PO BOX | TUSCARORA | PA | PRIMARY | 40.76 | -76.05
18469 | STANDARD | TYLER HILL | PA | PRIMARY | 41.69 | -75.1
18850 | STANDARD | ULSTER | PA | PRIMARY | 41.84 | -76.5
16948 | STANDARD | ULYSSES | PA | PRIMARY | 41.9 | -77.75
18470 | STANDARD | UNION DALE | PA | PRIMARY | 41.71 | -75.49
17774 | STANDARD | UNITYVILLE | PA | PRIMARY | 41.24 | -76.52
17265 | STANDARD | UPPERSTRASBURG | PA | PRIMARY | 40.06 | -77.76
17983 | STANDARD | VALLEY VIEW | PA | PRIMARY | 39.94 | -76.7
19564 | PO BOX | VIRGINVILLE | PA | PRIMARY | 40.46 | -75.81
17266 | STANDARD | WALNUT BOTTOM | PA | PRIMARY | 40.09 | -77.37
18088 | STANDARD | WALNUTPORT | PA | PRIMARY | 40.75 | -75.59
18660 | STANDARD | WAPWALLOPEN | PA | PRIMARY | 41.06 | -76.07
17267 | STANDARD | WARFORDSBURG | PA | PRIMARY | 39.77 | -78.2
18851 | STANDARD | WARREN CENTER | PA | PRIMARY | 41.93 | -76.18
17582 | STANDARD | WASHINGTON BORO | PA | PRIMARY | 39.98 | -76.43
17884 | PO BOX | WASHINGTONVILLE | PA | PRIMARY | 41.05 | -76.67
17776 | STANDARD | WATERVILLE | PA | PRIMARY | 41.32 | -77.35
17777 | STANDARD | WATSONTOWN | PA | PRIMARY | 41.08 | -76.86
18471 | PO BOX | WAVERLY | PA | PRIMARY | 41.52 | -75.7
18472 | STANDARD | WAYMART | PA | PRIMARY | 41.58 | -75.4
17268 | STANDARD | WAYNESBORO | PA | PRIMARY | 39.75 | -77.58
18255 | STANDARD | WEATHERLY | PA | PRIMARY | 40.94 | -75.82
17885 | PO BOX | WEIKERT | PA | PRIMARY | 40.86 | -77.28
16901 | STANDARD | WELLSBORO | PA | PRIMARY | 41.74 | -77.3
17365 | STANDARD | WELLSVILLE | PA | PRIMARY | 40.05 | -76.94
19565 | STANDARD | WERNERSVILLE | PA | PRIMARY | 40.33 | -76.08
16927 | STANDARD | HARRISON VALLEY | PA | PRIMARY | 41.92 | -77.67
16950 | STANDARD | WESTFIELD | PA | PRIMARY | 41.91 | -77.54
17856 | STANDARD | NEW COLUMBIA | PA | PRIMARY | 41.04 | -76.88
17886 | STANDARD | WEST MILTON | PA | PRIMARY | 41.01 | -76.8
18256 | PO BOX | WESTON | PA | PRIMARY | 41.68 | -76.5
17778 | STANDARD | WESTPORT | PA | PRIMARY | 41.3 | -77.84
17887 | PO BOX | WHITE DEER | PA | PRIMARY | 41.05 | -76.96
18052 | STANDARD | WHITEHALL | PA | PRIMARY | 40.63 | -75.48
18661 | STANDARD | WHITE HAVEN | PA | PRIMARY | 41.06 | -75.77
18473 | PO BOX | WHITE MILLS | PA | PRIMARY | 41.52 | -75.2
17097 | PO BOX | WICONISCO | PA | PRIMARY | 40.57 | -76.72
17888 | STANDARD | WILBURTON | PA | PRIMARY | 40.81 | -76.38
18602 | PO BOX | BEAR CREEK | PA | PRIMARY | 41.18 | -75.76
18701 | STANDARD | WILKES BARRE | PA | PRIMARY | 41.24 | -75.87
18702 | STANDARD | WILKES BARRE | PA | PRIMARY | 41.24 | -75.87
18703 | PO BOX | WILKES BARRE | PA | PRIMARY | 41.24 | -75.87
18704 | STANDARD | KINGSTON | PA | PRIMARY | 41.26 | -75.88
18705 | STANDARD | WILKES BARRE | PA | PRIMARY | 41.24 | -75.87
18706 | STANDARD | WILKES BARRE | PA | PRIMARY | 41.24 | -75.87
18707 | STANDARD | MOUNTAIN TOP | PA | PRIMARY | 41.16 | -75.9
18708 | STANDARD | SHAVERTOWN | PA | PRIMARY | 41.31 | -75.95
18709 | STANDARD | LUZERNE | PA | PRIMARY | 41.28 | -75.89
18710 | PO BOX | WILKES BARRE | PA | PRIMARY | 41.24 | -75.87
18711 | STANDARD | WILKES BARRE | PA | PRIMARY | 41.24 | -75.87
18762 | UNIQUE | WILKES BARRE | PA | PRIMARY | 41.24 | -75.87
18764 | UNIQUE | WILKES BARRE | PA | PRIMARY | 41.24 | -75.87
18765 | UNIQUE | WILKES BARRE | PA | PRIMARY | 41.24 | -75.87
18766 | UNIQUE | WILKES BARRE | PA | PRIMARY | 41.24 | -75.87
18767 | UNIQUE | WILKES BARRE | PA | PRIMARY | 41.24 | -75.87
18769 | UNIQUE | WILKES BARRE | PA | PRIMARY | 41.24 | -75.87
18773 | PO BOX | WILKES BARRE | PA | PRIMARY | 41.24 | -75.87
17701 | STANDARD | WILLIAMSPORT | PA | PRIMARY | 41.23 | -77.03
17702 | STANDARD | WILLIAMSPORT | PA | PRIMARY | 41.23 | -77.03
17703 | PO BOX | WILLIAMSPORT | PA | PRIMARY | 41.23 | -77.03
17705 | UNIQUE | WILLIAMSPORT | PA | PRIMARY | 41.23 | -77.03
17098 | STANDARD | WILLIAMSTOWN | PA | PRIMARY | 40.58 | -76.61
17271 | STANDARD | WILLOW HILL | PA | PRIMARY | 40.11 | -77.77
17583 | PO BOX | WEST WILLOW | PA | PRIMARY | 39.89 | -76.32
17584 | STANDARD | WILLOW STREET | PA | PRIMARY | 39.98 | -76.27
18091 | STANDARD | WIND GAP | PA | PRIMARY | 40.84 | -75.29
17366 | STANDARD | WINDSOR | PA | PRIMARY | 39.91 | -76.58
17889 | STANDARD | WINFIELD | PA | PRIMARY | 40.9 | -76.87
17585 | PO BOX | WITMER | PA | PRIMARY | 40.01 | -76.24
19567 | STANDARD | WOMELSDORF | PA | PRIMARY | 40.36 | -76.18
17779 | PO BOX | WOOLRICH | PA | PRIMARY | 41.19 | -77.33
17368 | STANDARD | WRIGHTSVILLE | PA | PRIMARY | 40.02 | -76.53
18853 | STANDARD | WYALUSING | PA | PRIMARY | 41.66 | -76.26
18854 | STANDARD | WYSOX | PA | PRIMARY | 41.77 | -76.39
17099 | STANDARD | YEAGERTOWN | PA | PRIMARY | 40.64 | -77.58
17315 | STANDARD | DOVER | PA | PRIMARY | 40 | -76.84
17401 | STANDARD | YORK | PA | PRIMARY | 39.96 | -76.73
17402 | STANDARD | YORK | PA | PRIMARY | 39.96 | -76.73
17403 | STANDARD | YORK | PA | PRIMARY | 39.96 | -76.73
17404 | STANDARD | YORK | PA | PRIMARY | 39.96 | -76.73
17405 | PO BOX | YORK | PA | PRIMARY | 39.96 | -76.73
17406 | STANDARD | YORK | PA | PRIMARY | 39.96 | -76.73
17407 | STANDARD | YORK | PA | PRIMARY | 39.96 | -76.73
17408 | STANDARD | YORK | PA | PRIMARY | 39.95 | -76.81
17415 | UNIQUE | YORK | PA | PRIMARY | 39.96 | -76.73
17370 | STANDARD | YORK HAVEN | PA | PRIMARY | 40.11 | -76.71
17371 | PO BOX | YORK NEW SALEM | PA | PRIMARY | 39.9 | -76.79
17372 | STANDARD | YORK SPRINGS | PA | PRIMARY | 40 | -77.11
17985 | STANDARD | ZION GROVE | PA | PRIMARY | 40.93 | -76.25
18092 | STANDARD | ZIONSVILLE | PA | PRIMARY | 40.47 | -75.52
17272 | PO BOX | ZULLINGER | PA | PRIMARY | 39.75 | -77.52
19001 | STANDARD | ABINGTON | PA | PRIMARY | 40.12 | -75.12
19002 | STANDARD | AMBLER | PA | PRIMARY | 40.15 | -75.22
19420 | PO BOX | ARCOLA | PA | PRIMARY | 40.18 | -75.44
19003 | STANDARD | ARDMORE | PA | PRIMARY | 40 | -75.29
19310 | STANDARD | ATGLEN | PA | PRIMARY | 39.94 | -75.97
19311 | STANDARD | AVONDALE | PA | PRIMARY | 39.82 | -75.78
19004 | STANDARD | BALA CYNWYD | PA | PRIMARY | 40.01 | -75.22
18910 | PO BOX | BEDMINSTER | PA | PRIMARY | 40.42 | -75.17
19020 | STANDARD | BENSALEM | PA | PRIMARY | 40.1 | -74.93
19021 | STANDARD | CROYDON | PA | PRIMARY | 40.09 | -74.89
19312 | STANDARD | BERWYN | PA | PRIMARY | 40.03 | -75.44
19421 | PO BOX | BIRCHRUNVILLE | PA | PRIMARY | 40.13 | -75.63
18911 | PO BOX | BLOOMING GLEN | PA | PRIMARY | 40.38 | -75.28
19422 | STANDARD | BLUE BELL | PA | PRIMARY | 40.14 | -75.26
19424 | UNIQUE | BLUE BELL | PA | PRIMARY | 40.14 | -75.26
19316 | PO BOX | BRANDAMORE | PA | PRIMARY | 39.96 | -75.82
19007 | STANDARD | BRISTOL | PA | PRIMARY | 40.1 | -74.85
19008 | STANDARD | BROOMALL | PA | PRIMARY | 39.96 | -75.35
19009 | PO BOX | BRYN ATHYN | PA | PRIMARY | 40.13 | -75.06
19010 | STANDARD | BRYN MAWR | PA | PRIMARY | 40.02 | -75.31
18912 | PO BOX | BUCKINGHAM | PA | PRIMARY | 40.31 | -75.06
18913 | STANDARD | CARVERSVILLE | PA | PRIMARY | 40.39 | -75.06
19423 | PO BOX | CEDARS | PA | PRIMARY | 40.21 | -75.36
19317 | STANDARD | CHADDS FORD | PA | PRIMARY | 39.86 | -75.59
18914 | STANDARD | CHALFONT | PA | PRIMARY | 40.28 | -75.2
19012 | STANDARD | CHELTENHAM | PA | PRIMARY | 40.05 | -75.1
19013 | STANDARD | CHESTER | PA | PRIMARY | 39.84 | -75.37
19014 | STANDARD | ASTON | PA | PRIMARY | 39.86 | -75.43
19015 | STANDARD | BROOKHAVEN | PA | PRIMARY | 39.87 | -75.39
19016 | PO BOX | CHESTER | PA | PRIMARY | 39.84 | -75.37
19022 | STANDARD | CRUM LYNNE | PA | PRIMARY | 39.86 | -75.33
19017 | PO BOX | CHESTER HEIGHTS | PA | PRIMARY | 39.89 | -75.46
19425 | STANDARD | CHESTER SPRINGS | PA | PRIMARY | 40.1 | -75.64
19319 | STANDARD | CHEYNEY | PA | PRIMARY | 39.92 | -75.52
19018 | STANDARD | CLIFTON HEIGHTS | PA | PRIMARY | 39.92 | -75.29
19320 | STANDARD | COATESVILLE | PA | PRIMARY | 39.98 | -75.81
19330 | STANDARD | COCHRANVILLE | PA | PRIMARY | 39.87 | -75.92
19426 | STANDARD | COLLEGEVILLE | PA | PRIMARY | 40.18 | -75.45
19473 | STANDARD | SCHWENKSVILLE | PA | PRIMARY | 40.25 | -75.46
18915 | STANDARD | COLMAR | PA | PRIMARY | 40.27 | -75.26
19331 | PO BOX | CONCORDVILLE | PA | PRIMARY | 39.88 | -75.52
19339 | UNIQUE | CONCORDVILLE | PA | PRIMARY | 39.88 | -75.52
19340 | UNIQUE | CONCORDVILLE | PA | PRIMARY | 39.88 | -75.52
19428 | STANDARD | CONSHOHOCKEN | PA | PRIMARY | 40.07 | -75.3
19429 | UNIQUE | CONSHOHOCKEN | PA | PRIMARY | 40.07 | -75.3
19397 | PO BOX | SOUTHEASTERN | PA | PRIMARY | 40.05 | -75.41
19398 | PO BOX | SOUTHEASTERN | PA | PRIMARY | 40.05 | -75.41
19399 | PO BOX | SOUTHEASTERN | PA | PRIMARY | 40.05 | -75.41
19430 | PO BOX | CREAMERY | PA | PRIMARY | 40.22 | -75.4
18916 | PO BOX | DANBORO | PA | PRIMARY | 40.33 | -75.12
19023 | STANDARD | DARBY | PA | PRIMARY | 39.92 | -75.26
19432 | PO BOX | DEVAULT | PA | PRIMARY | 40.12 | -75.53
19333 | STANDARD | DEVON | PA | PRIMARY | 40.04 | -75.42
19335 | STANDARD | DOWNINGTOWN | PA | PRIMARY | 40 | -75.7
19372 | STANDARD | THORNDALE | PA | PRIMARY | 39.99 | -75.75
18901 | STANDARD | DOYLESTOWN | PA | PRIMARY | 40.31 | -75.12
18902 | STANDARD | DOYLESTOWN | PA | PRIMARY | 40.36 | -75.09
18933 | STANDARD | LUMBERVILLE | PA | PRIMARY | 40.39 | -75.05
19026 | STANDARD | DREXEL HILL | PA | PRIMARY | 39.94 | -75.3
18917 | STANDARD | DUBLIN | PA | PRIMARY | 40.37 | -75.2
18918 | PO BOX | EARLINGTON | PA | PRIMARY | 40.32 | -75.37
19028 | PO BOX | EDGEMONT | PA | PRIMARY | 39.9 | -75.5
19027 | STANDARD | ELKINS PARK | PA | PRIMARY | 40.07 | -75.12
18920 | STANDARD | ERWINNA | PA | PRIMARY | 40.49 | -75.08
19029 | STANDARD | ESSINGTON | PA | PRIMARY | 39.86 | -75.28
19341 | STANDARD | EXTON | PA | PRIMARY | 40.03 | -75.63
19353 | PO BOX | LIONVILLE | PA | PRIMARY | 40.04 | -75.62
19030 | STANDARD | FAIRLESS HILLS | PA | PRIMARY | 40.17 | -74.85
18921 | PO BOX | FERNDALE | PA | PRIMARY | 40.53 | -75.17
19031 | STANDARD | FLOURTOWN | PA | PRIMARY | 40.1 | -75.2
19032 | STANDARD | FOLCROFT | PA | PRIMARY | 39.88 | -75.27
19033 | STANDARD | FOLSOM | PA | PRIMARY | 39.89 | -75.32
18922 | PO BOX | FOREST GROVE | PA | PRIMARY | 40.29 | -75.05
19025 | STANDARD | DRESHER | PA | PRIMARY | 40.14 | -75.16
19034 | STANDARD | FORT WASHINGTON | PA | PRIMARY | 40.13 | -75.19
19048 | UNIQUE | FORT WASHINGTON | PA | PRIMARY | 40.17 | -74.91
19049 | UNIQUE | FORT WASHINGTON | PA | PRIMARY | 40.17 | -74.91
18923 | STANDARD | FOUNTAINVILLE | PA | PRIMARY | 40.33 | -75.15
19435 | STANDARD | FREDERICK | PA | PRIMARY | 40.3 | -75.53
18925 | STANDARD | FURLONG | PA | PRIMARY | 40.29 | -75.05
18926 | PO BOX | GARDENVILLE | PA | PRIMARY | 40.37 | -75.1
19035 | STANDARD | GLADWYNE | PA | PRIMARY | 40.04 | -75.28
19342 | STANDARD | GLEN MILLS | PA | PRIMARY | 39.89 | -75.5
19343 | STANDARD | GLENMOORE | PA | PRIMARY | 40.09 | -75.77
19036 | STANDARD | GLENOLDEN | PA | PRIMARY | 39.89 | -75.29
19038 | STANDARD | GLENSIDE | PA | PRIMARY | 40.1 | -75.15
19039 | PO BOX | GRADYVILLE | PA | PRIMARY | 39.9 | -75.5
19437 | PO BOX | GWYNEDD VALLEY | PA | PRIMARY | 40.15 | -75.26
19438 | STANDARD | HARLEYSVILLE | PA | PRIMARY | 40.27 | -75.38
19441 | UNIQUE | HARLEYSVILLE | PA | PRIMARY | 40.27 | -75.38
19040 | STANDARD | HATBORO | PA | PRIMARY | 40.17 | -75.1
19440 | STANDARD | HATFIELD | PA | PRIMARY | 40.27 | -75.29
19041 | STANDARD | HAVERFORD | PA | PRIMARY | 40 | -75.31
18927 | STANDARD | HILLTOWN | PA | PRIMARY | 40.32 | -75.23
18928 | PO BOX | HOLICONG | PA | PRIMARY | 40.33 | -75.12
19043 | STANDARD | HOLMES | PA | PRIMARY | 39.9 | -75.3
19098 | UNIQUE | HOLMES | PA | PRIMARY | 39.9 | -75.3
19344 | STANDARD | HONEY BROOK | PA | PRIMARY | 40.09 | -75.91
19044 | STANDARD | HORSHAM | PA | PRIMARY | 40.18 | -75.13
19006 | STANDARD | HUNTINGDON VALLEY | PA | PRIMARY | 40.13 | -75.06
19345 | PO BOX | IMMACULATA | PA | PRIMARY | 40.04 | -75.52
18929 | STANDARD | JAMISON | PA | PRIMARY | 40.25 | -75.08
19046 | STANDARD | JENKINTOWN | PA | PRIMARY | 40.09 | -75.12
19346 | PO BOX | KELTON | PA | PRIMARY | 39.79 | -75.87
19347 | PO BOX | KEMBLESVILLE | PA | PRIMARY | 39.76 | -75.79
19348 | STANDARD | KENNETT SQUARE | PA | PRIMARY | 39.84 | -75.71
19442 | PO BOX | KIMBERTON | PA | PRIMARY | 40.12 | -75.53
18930 | STANDARD | KINTNERSVILLE | PA | PRIMARY | 40.53 | -75.21
19443 | PO BOX | KULPSVILLE | PA | PRIMARY | 40.24 | -75.34
19444 | STANDARD | LAFAYETTE HILL | PA | PRIMARY | 40.08 | -75.25
18931 | PO BOX | LAHASKA | PA | PRIMARY | 40.34 | -75.03
19350 | STANDARD | LANDENBERG | PA | PRIMARY | 39.76 | -75.78
19047 | STANDARD | LANGHORNE | PA | PRIMARY | 40.17 | -74.91
19053 | STANDARD | FEASTERVILLE TREVOSE | PA | PRIMARY | 40.14 | -74.98
19446 | STANDARD | LANSDALE | PA | PRIMARY | 40.24 | -75.28
19050 | STANDARD | LANSDOWNE | PA | PRIMARY | 39.94 | -75.27
19450 | PO BOX | LEDERACH | PA | PRIMARY | 40.25 | -75.4
19052 | PO BOX | LENNI | PA | PRIMARY | 39.92 | -75.41
19054 | STANDARD | LEVITTOWN | PA | PRIMARY | 40.15 | -74.85
19055 | STANDARD | LEVITTOWN | PA | PRIMARY | 40.15 | -74.85
19056 | STANDARD | LEVITTOWN | PA | PRIMARY | 40.15 | -74.85
19057 | STANDARD | LEVITTOWN | PA | PRIMARY | 40.15 | -74.85
19058 | PO BOX | LEVITTOWN | PA | PRIMARY | 40.15 | -74.85
19351 | PO BOX | LEWISVILLE | PA | PRIMARY | 39.72 | -75.86
19352 | STANDARD | LINCOLN UNIVERSITY | PA | PRIMARY | 39.78 | -75.88
18932 | STANDARD | LINE LEXINGTON | PA | PRIMARY | 40.29 | -75.25
19354 | PO BOX | LYNDELL | PA | PRIMARY | 40.02 | -75.71
19451 | PO BOX | MAINLAND | PA | PRIMARY | 40.25 | -75.36
19355 | STANDARD | MALVERN | PA | PRIMARY | 40.03 | -75.51
19060 | STANDARD | GARNET VALLEY | PA | PRIMARY | 39.84 | -75.49
19061 | STANDARD | MARCUS HOOK | PA | PRIMARY | 39.81 | -75.41
18934 | STANDARD | MECHANICSVILLE | PA | PRIMARY | 40.34 | -75.07
19037 | PO BOX | GLEN RIDDLE LIMA | PA | PRIMARY | 39.92 | -75.41
19063 | STANDARD | MEDIA | PA | PRIMARY | 39.91 | -75.38
19064 | STANDARD | SPRINGFIELD | PA | PRIMARY | 39.93 | -75.34
19065 | PO BOX | MEDIA | PA | PRIMARY | 39.91 | -75.38
19086 | STANDARD | WALLINGFORD | PA | PRIMARY | 39.89 | -75.37
19091 | UNIQUE | MEDIA | PA | PRIMARY | 39.91 | -75.38
19357 | PO BOX | MENDENHALL | PA | PRIMARY | 39.86 | -75.71
19066 | STANDARD | MERION STATION | PA | PRIMARY | 40 | -75.24
18935 | PO BOX | MILFORD SQUARE | PA | PRIMARY | 40.43 | -75.39
19358 | PO BOX | MODENA | PA | PRIMARY | 39.96 | -75.8
18936 | STANDARD | MONTGOMERYVILLE | PA | PRIMARY | 40.24 | -75.24
19067 | STANDARD | MORRISVILLE | PA | PRIMARY | 40.2 | -74.78
19070 | STANDARD | MORTON | PA | PRIMARY | 39.91 | -75.32
19072 | STANDARD | NARBERTH | PA | PRIMARY | 40 | -75.26
18938 | STANDARD | NEW HOPE | PA | PRIMARY | 40.36 | -74.95
19360 | PO BOX | NEW LONDON | PA | PRIMARY | 39.77 | -75.88
18940 | STANDARD | NEWTOWN | PA | PRIMARY | 40.22 | -74.93
19073 | STANDARD | NEWTOWN SQUARE | PA | PRIMARY | 39.97 | -75.43
19401 | STANDARD | NORRISTOWN | PA | PRIMARY | 40.12 | -75.33
19403 | STANDARD | NORRISTOWN | PA | PRIMARY | 40.12 | -75.33
19404 | PO BOX | NORRISTOWN | PA | PRIMARY | 40.12 | -75.33
19405 | STANDARD | BRIDGEPORT | PA | PRIMARY | 40.1 | -75.34
19406 | STANDARD | KING OF PRUSSIA | PA | PRIMARY | 40.09 | -75.38
19407 | PO BOX | AUDUBON | PA | PRIMARY | 40.12 | -75.42
19408 | PO BOX | EAGLEVILLE | PA | PRIMARY | 40.15 | -75.4
19409 | PO BOX | FAIRVIEW VILLAGE | PA | PRIMARY | 40.14 | -75.36
19415 | UNIQUE | EAGLEVILLE | PA | PRIMARY | 40.12 | -75.34
19436 | STANDARD | GWYNEDD | PA | PRIMARY | 40.2 | -75.24
19454 | STANDARD | NORTH WALES | PA | PRIMARY | 40.21 | -75.27
19455 | UNIQUE | NORTH WALES | PA | PRIMARY | 40.21 | -75.27
19477 | STANDARD | SPRING HOUSE | PA | PRIMARY | 40.18 | -75.22
19074 | STANDARD | NORWOOD | PA | PRIMARY | 39.88 | -75.29
19362 | STANDARD | NOTTINGHAM | PA | PRIMARY | 39.74 | -76.04
19456 | PO BOX | OAKS | PA | PRIMARY | 40.13 | -75.45
19075 | STANDARD | ORELAND | PA | PRIMARY | 40.11 | -75.18
18942 | STANDARD | OTTSVILLE | PA | PRIMARY | 40.46 | -75.15
19363 | STANDARD | OXFORD | PA | PRIMARY | 39.78 | -75.98
19301 | STANDARD | PAOLI | PA | PRIMARY | 40.04 | -75.49
19457 | PO BOX | PARKER FORD | PA | PRIMARY | 40.2 | -75.59
19365 | STANDARD | PARKESBURG | PA | PRIMARY | 39.95 | -75.91
18943 | PO BOX | PENNS PARK | PA | PRIMARY | 40.26 | -74.98
18944 | STANDARD | PERKASIE | PA | PRIMARY | 40.37 | -75.29
19019 | PO BOX | PHILADELPHIA | PA | PRIMARY | 39.95 | -75.16
19092 | UNIQUE | PHILADELPHIA | PA | PRIMARY | 39.95 | -75.16
19093 | UNIQUE | PHILADELPHIA | PA | PRIMARY | 39.95 | -75.16
19099 | UNIQUE | PHILADELPHIA | PA | PRIMARY | 39.95 | -75.16
19101 | PO BOX | PHILADELPHIA | PA | PRIMARY | 39.95 | -75.16
19102 | STANDARD | PHILADELPHIA | PA | PRIMARY | 39.95 | -75.16
19103 | STANDARD | PHILADELPHIA | PA | PRIMARY | 39.95 | -75.16
19104 | STANDARD | PHILADELPHIA | PA | PRIMARY | 39.95 | -75.16
19105 | PO BOX | PHILADELPHIA | PA | PRIMARY | 39.95 | -75.16
19106 | STANDARD | PHILADELPHIA | PA | PRIMARY | 39.95 | -75.16
19107 | STANDARD | PHILADELPHIA | PA | PRIMARY | 39.95 | -75.16
19108 | PO BOX | PHILADELPHIA | PA | PRIMARY | 39.95 | -75.16
19109 | STANDARD | PHILADELPHIA | PA | PRIMARY | 39.95 | -75.16
19110 | STANDARD | PHILADELPHIA | PA | PRIMARY | 39.95 | -75.16
19111 | STANDARD | PHILADELPHIA | PA | PRIMARY | 40.06 | -75.07
19112 | STANDARD | PHILADELPHIA | PA | PRIMARY | 39.95 | -75.16
19113 | STANDARD | PHILADELPHIA | PA | PRIMARY | 39.95 | -75.16
19114 | STANDARD | PHILADELPHIA | PA | PRIMARY | 39.95 | -75.16
19115 | STANDARD | PHILADELPHIA | PA | PRIMARY | 39.95 | -75.16
19116 | STANDARD | PHILADELPHIA | PA | PRIMARY | 39.95 | -75.16
19118 | STANDARD | PHILADELPHIA | PA | PRIMARY | 39.95 | -75.16
19119 | STANDARD | PHILADELPHIA | PA | PRIMARY | 39.95 | -75.16
19120 | STANDARD | PHILADELPHIA | PA | PRIMARY | 39.95 | -75.16
19121 | STANDARD | PHILADELPHIA | PA | PRIMARY | 39.95 | -75.16
19122 | STANDARD | PHILADELPHIA | PA | PRIMARY | 39.95 | -75.16
19123 | STANDARD | PHILADELPHIA | PA | PRIMARY | 39.95 | -75.16
19124 | STANDARD | PHILADELPHIA | PA | PRIMARY | 39.95 | -75.16
19125 | STANDARD | PHILADELPHIA | PA | PRIMARY | 39.95 | -75.16
19126 | STANDARD | PHILADELPHIA | PA | PRIMARY | 39.95 | -75.16
19127 | STANDARD | PHILADELPHIA | PA | PRIMARY | 39.95 | -75.16
19128 | STANDARD | PHILADELPHIA | PA | PRIMARY | 39.95 | -75.16
19129 | STANDARD | PHILADELPHIA | PA | PRIMARY | 39.95 | -75.16
19130 | STANDARD | PHILADELPHIA | PA | PRIMARY | 39.95 | -75.16
19131 | STANDARD | PHILADELPHIA | PA | PRIMARY | 39.95 | -75.16
19132 | STANDARD | PHILADELPHIA | PA | PRIMARY | 39.95 | -75.16
19133 | STANDARD | PHILADELPHIA | PA | PRIMARY | 39.95 | -75.16
19134 | STANDARD | PHILADELPHIA | PA | PRIMARY | 39.95 | -75.16
19135 | STANDARD | PHILADELPHIA | PA | PRIMARY | 39.95 | -75.16
19136 | STANDARD | PHILADELPHIA | PA | PRIMARY | 39.95 | -75.16
19137 | STANDARD | PHILADELPHIA | PA | PRIMARY | 39.95 | -75.16
19138 | STANDARD | PHILADELPHIA | PA | PRIMARY | 39.95 | -75.16
19139 | STANDARD | PHILADELPHIA | PA | PRIMARY | 39.95 | -75.16
19140 | STANDARD | PHILADELPHIA | PA | PRIMARY | 39.95 | -75.16
19141 | STANDARD | PHILADELPHIA | PA | PRIMARY | 39.95 | -75.16
19142 | STANDARD | PHILADELPHIA | PA | PRIMARY | 39.95 | -75.16
19143 | STANDARD | PHILADELPHIA | PA | PRIMARY | 39.95 | -75.16
19144 | STANDARD | PHILADELPHIA | PA | PRIMARY | 39.95 | -75.16
19145 | STANDARD | PHILADELPHIA | PA | PRIMARY | 39.95 | -75.16
19146 | STANDARD | PHILADELPHIA | PA | PRIMARY | 39.95 | -75.16
19147 | STANDARD | PHILADELPHIA | PA | PRIMARY | 39.95 | -75.16
19148 | STANDARD | PHILADELPHIA | PA | PRIMARY | 39.95 | -75.16
19149 | STANDARD | PHILADELPHIA | PA | PRIMARY | 39.95 | -75.16
19150 | STANDARD | PHILADELPHIA | PA | PRIMARY | 39.95 | -75.16
19151 | STANDARD | PHILADELPHIA | PA | PRIMARY | 39.95 | -75.16
19152 | STANDARD | PHILADELPHIA | PA | PRIMARY | 39.95 | -75.16
19153 | STANDARD | PHILADELPHIA | PA | PRIMARY | 39.95 | -75.16
19154 | STANDARD | PHILADELPHIA | PA | PRIMARY | 39.95 | -75.16
19155 | PO BOX | PHILADELPHIA | PA | PRIMARY | 39.95 | -75.16
19160 | PO BOX | PHILADELPHIA | PA | PRIMARY | 39.95 | -75.16
19161 | UNIQUE | PHILADELPHIA | PA | PRIMARY | 39.95 | -75.16
19162 | UNIQUE | PHILADELPHIA | PA | PRIMARY | 39.95 | -75.16
19170 | UNIQUE | PHILADELPHIA | PA | PRIMARY | 39.95 | -75.16
19171 | UNIQUE | PHILADELPHIA | PA | PRIMARY | 39.95 | -75.16
19172 | UNIQUE | PHILADELPHIA | PA | PRIMARY | 39.95 | -75.16
19173 | UNIQUE | PHILADELPHIA | PA | PRIMARY | 39.95 | -75.16
19175 | UNIQUE | PHILADELPHIA | PA | PRIMARY | 39.95 | -75.16
19176 | STANDARD | PHILADELPHIA | PA | PRIMARY | 39.9 | -75.23
19177 | UNIQUE | PHILADELPHIA | PA | PRIMARY | 39.95 | -75.16
19178 | UNIQUE | PHILADELPHIA | PA | PRIMARY | 39.95 | -75.16
19179 | UNIQUE | PHILADELPHIA | PA | PRIMARY | 39.95 | -75.16
19181 | UNIQUE | PHILADELPHIA | PA | PRIMARY | 39.95 | -75.16
19182 | UNIQUE | PHILADELPHIA | PA | PRIMARY | 39.95 | -75.16
19183 | UNIQUE | PHILADELPHIA | PA | PRIMARY | 39.95 | -75.16
19184 | UNIQUE | PHILADELPHIA | PA | PRIMARY | 39.95 | -75.16
19185 | UNIQUE | PHILADELPHIA | PA | PRIMARY | 39.95 | -75.16
19187 | UNIQUE | PHILADELPHIA | PA | PRIMARY | 39.95 | -75.16
19188 | UNIQUE | PHILADELPHIA | PA | PRIMARY | 39.95 | -75.16
19190 | STANDARD | PHILADELPHIA | PA | PRIMARY | 39.95 | -75.16
19191 | UNIQUE | PHILADELPHIA | PA | PRIMARY | 39.95 | -75.16
19192 | UNIQUE | PHILADELPHIA | PA | PRIMARY | 39.95 | -75.16
19193 | UNIQUE | PHILADELPHIA | PA | PRIMARY | 39.95 | -75.16
19194 | UNIQUE | PHILADELPHIA | PA | PRIMARY | 39.95 | -75.18
19195 | UNIQUE | PHILADELPHIA | PA | PRIMARY | 39.95 | -75.16
19196 | UNIQUE | PHILADELPHIA | PA | PRIMARY | 39.95 | -75.16
19197 | UNIQUE | PHILADELPHIA | PA | PRIMARY | 39.95 | -75.16
19244 | UNIQUE | PHILADELPHIA | PA | PRIMARY | 39.95 | -75.16
19255 | UNIQUE | PHILADELPHIA | PA | PRIMARY | 39.95 | -75.16
19453 | STANDARD | MONT CLARE | PA | PRIMARY | 40.13 | -75.49
19460 | STANDARD | PHOENIXVILLE | PA | PRIMARY | 40.13 | -75.51
18946 | PO BOX | PINEVILLE | PA | PRIMARY | 40.29 | -75
18947 | STANDARD | PIPERSVILLE | PA | PRIMARY | 40.43 | -75.1
18949 | PO BOX | PLUMSTEADVILLE | PA | PRIMARY | 40.42 | -75.11
19462 | STANDARD | PLYMOUTH MEETING | PA | PRIMARY | 40.1 | -75.28
19366 | PO BOX | POCOPSON | PA | PRIMARY | 39.9 | -75.62
18950 | PO BOX | POINT PLEASANT | PA | PRIMARY | 40.42 | -75.11
19367 | PO BOX | POMEROY | PA | PRIMARY | 39.96 | -75.92
19464 | STANDARD | POTTSTOWN | PA | PRIMARY | 40.25 | -75.64
19465 | STANDARD | POTTSTOWN | PA | PRIMARY | 40.25 | -75.64
19076 | STANDARD | PROSPECT PARK | PA | PRIMARY | 39.88 | -75.3
18951 | STANDARD | QUAKERTOWN | PA | PRIMARY | 40.43 | -75.34
18953 | PO BOX | REVERE | PA | PRIMARY | 40.53 | -75.19
18955 | STANDARD | RICHLANDTOWN | PA | PRIMARY | 40.47 | -75.32
19078 | STANDARD | RIDLEY PARK | PA | PRIMARY | 39.87 | -75.32
19468 | STANDARD | ROYERSFORD | PA | PRIMARY | 40.18 | -75.53
18956 | PO BOX | RUSHLAND | PA | PRIMARY | 40.25 | -75.01
19369 | PO BOX | SADSBURYVILLE | PA | PRIMARY | 39.96 | -75.92
19470 | PO BOX | SAINT PETERS | PA | PRIMARY | 40.14 | -75.8
18957 | PO BOX | SALFORD | PA | PRIMARY | 40.29 | -75.45
18958 | PO BOX | SALFORDVILLE | PA | PRIMARY | 40.29 | -75.43
19472 | PO BOX | SASSAMANSVILLE | PA | PRIMARY | 40.31 | -75.58
18960 | STANDARD | SELLERSVILLE | PA | PRIMARY | 40.36 | -75.3
19079 | STANDARD | SHARON HILL | PA | PRIMARY | 39.9 | -75.26
18962 | PO BOX | SILVERDALE | PA | PRIMARY | 40.34 | -75.27
19474 | PO BOX | SKIPPACK | PA | PRIMARY | 40.22 | -75.4
18963 | PO BOX | SOLEBURY | PA | PRIMARY | 40.38 | -75
18924 | PO BOX | FRANCONIA | PA | PRIMARY | 40.29 | -75.33
18964 | STANDARD | SOUDERTON | PA | PRIMARY | 40.31 | -75.32
18954 | STANDARD | RICHBORO | PA | PRIMARY | 40.22 | -75
18966 | STANDARD | SOUTHAMPTON | PA | PRIMARY | 40.18 | -75
18968 | PO BOX | SPINNERSTOWN | PA | PRIMARY | 40.43 | -75.43
19475 | STANDARD | SPRING CITY | PA | PRIMARY | 40.17 | -75.54
19478 | PO BOX | SPRING MOUNT | PA | PRIMARY | 40.27 | -75.46
19371 | PO BOX | SUPLEE | PA | PRIMARY | 40.07 | -75.88
19081 | STANDARD | SWARTHMORE | PA | PRIMARY | 39.9 | -75.34
18969 | STANDARD | TELFORD | PA | PRIMARY | 40.32 | -75.32
19373 | STANDARD | THORNTON | PA | PRIMARY | 39.89 | -75.53
19374 | STANDARD | TOUGHKENAMON | PA | PRIMARY | 39.83 | -75.75
18970 | PO BOX | TRUMBAUERSVILLE | PA | PRIMARY | 40.41 | -75.37
18971 | PO BOX | TYLERSPORT | PA | PRIMARY | 40.34 | -75.38
19375 | PO BOX | UNIONVILLE | PA | PRIMARY | 39.89 | -75.73
18972 | STANDARD | UPPER BLACK EDDY | PA | PRIMARY | 40.53 | -75.12
19082 | STANDARD | UPPER DARBY | PA | PRIMARY | 39.96 | -75.27
19083 | STANDARD | HAVERTOWN | PA | PRIMARY | 39.97 | -75.31
19480 | PO BOX | UWCHLAND | PA | PRIMARY | 40.06 | -75.65
19481 | PO BOX | VALLEY FORGE | PA | PRIMARY | 40.09 | -75.47
19482 | PO BOX | VALLEY FORGE | PA | PRIMARY | 40.09 | -75.47
19484 | PO BOX | VALLEY FORGE | PA | PRIMARY | 40.09 | -75.47
19485 | PO BOX | VALLEY FORGE | PA | PRIMARY | 40.09 | -75.47
19493 | UNIQUE | VALLEY FORGE | PA | PRIMARY | 40.09 | -75.47
19494 | UNIQUE | VALLEY FORGE | PA | PRIMARY | 40.09 | -75.47
19495 | UNIQUE | VALLEY FORGE | PA | PRIMARY | 40.09 | -75.47
19496 | UNIQUE | VALLEY FORGE | PA | PRIMARY | 40.09 | -75.47
19085 | STANDARD | VILLANOVA | PA | PRIMARY | 40.03 | -75.35
19376 | PO BOX | WAGONTOWN | PA | PRIMARY | 39.96 | -75.82
18974 | STANDARD | WARMINSTER | PA | PRIMARY | 40.21 | -75.07
18991 | UNIQUE | WARMINSTER | PA | PRIMARY | 40.21 | -75.07
18976 | STANDARD | WARRINGTON | PA | PRIMARY | 40.25 | -75.14
18977 | STANDARD | WASHINGTON CROSSING | PA | PRIMARY | 40.28 | -74.87
19080 | UNIQUE | WAYNE | PA | PRIMARY | 40.06 | -75.4
19087 | STANDARD | WAYNE | PA | PRIMARY | 40.06 | -75.4
19088 | UNIQUE | WAYNE | PA | PRIMARY | 40.06 | -75.4
19089 | UNIQUE | WAYNE | PA | PRIMARY | 40.06 | -75.4
19380 | STANDARD | WEST CHESTER | PA | PRIMARY | 39.95 | -75.6
19381 | PO BOX | WEST CHESTER | PA | PRIMARY | 39.95 | -75.6
19382 | STANDARD | WEST CHESTER | PA | PRIMARY | 39.95 | -75.6
19383 | UNIQUE | WEST CHESTER | PA | PRIMARY | 39.95 | -75.6
19388 | UNIQUE | WEST CHESTER | PA | PRIMARY | 39.96 | -75.61
19318 | PO BOX | CHATHAM | PA | PRIMARY | 39.83 | -75.83
19390 | STANDARD | WEST GROVE | PA | PRIMARY | 39.82 | -75.82
19486 | PO BOX | WEST POINT | PA | PRIMARY | 40.21 | -75.29
19395 | PO BOX | WESTTOWN | PA | PRIMARY | 39.93 | -75.55
19090 | STANDARD | WILLOW GROVE | PA | PRIMARY | 40.14 | -75.11
19094 | STANDARD | WOODLYN | PA | PRIMARY | 39.87 | -75.34
19490 | PO BOX | WORCESTER | PA | PRIMARY | 40.19 | -75.35
18979 | PO BOX | WOXALL | PA | PRIMARY | 40.3 | -75.44
18980 | PO BOX | WYCOMBE | PA | PRIMARY | 40.28 | -75.01
19095 | STANDARD | WYNCOTE | PA | PRIMARY | 40.09 | -75.14
19096 | STANDARD | WYNNEWOOD | PA | PRIMARY | 39.99 | -75.27
19492 | STANDARD | ZIEGLERVILLE | PA | PRIMARY | 40.28 | -75.48
18981 | PO BOX | ZIONHILL | PA | PRIMARY | 40.45 | -75.33
41503 | STANDARD | SOUTH WILLIAMSON | KY | PRIMARY | 37.66 | -82.29
37620 | STANDARD | BRISTOL | TN | PRIMARY | 36.56 | -82.19
37621 | PO BOX | BRISTOL | TN | PRIMARY | 36.56 | -82.19
37625 | PO BOX | BRISTOL | TN | PRIMARY | 36.56 | -82.19
24210 | STANDARD | ABINGDON | VA | PRIMARY | 36.7 | -81.96
24211 | STANDARD | ABINGDON | VA | PRIMARY | 36.7 | -81.96
24212 | PO BOX | ABINGDON | VA | PRIMARY | 36.7 | -81.96
24517 | STANDARD | ALTAVISTA | VA | PRIMARY | 37.12 | -79.28
24520 | STANDARD | ALTON | VA | PRIMARY | 36.56 | -79
24521 | STANDARD | AMHERST | VA | PRIMARY | 37.58 | -79.05
24595 | PO BOX | SWEET BRIAR | VA | PRIMARY | 37.56 | -79.05
24601 | PO BOX | AMONATE | VA | PRIMARY | 37.18 | -81.65
24215 | PO BOX | ANDOVER | VA | PRIMARY | 36.94 | -82.78
24216 | STANDARD | APPALACHIA | VA | PRIMARY | 36.9 | -82.78
24522 | STANDARD | APPOMATTOX | VA | PRIMARY | 37.35 | -78.82
24053 | STANDARD | ARARAT | VA | PRIMARY | 36.6 | -80.51
24311 | STANDARD | ATKINS | VA | PRIMARY | 36.86 | -81.39
24312 | STANDARD | AUSTINVILLE | VA | PRIMARY | 36.82 | -80.86
24054 | STANDARD | AXTON | VA | PRIMARY | 36.66 | -79.71
24602 | STANDARD | BANDY | VA | PRIMARY | 37.14 | -81.7
24313 | STANDARD | BARREN SPRINGS | VA | PRIMARY | 36.91 | -80.8
24055 | STANDARD | BASSETT | VA | PRIMARY | 36.76 | -79.98
24314 | STANDARD | BASTIAN | VA | PRIMARY | 37.15 | -81.15
24523 | STANDARD | BEDFORD | VA | PRIMARY | 37.32 | -79.52
24058 | PO BOX | BELSPRING | VA | PRIMARY | 37.19 | -80.61
24218 | PO BOX | BEN HUR | VA | PRIMARY | 36.73 | -83.08
24059 | STANDARD | BENT MOUNTAIN | VA | PRIMARY | 37.15 | -80.11
24526 | STANDARD | BIG ISLAND | VA | PRIMARY | 37.53 | -79.36
24603 | STANDARD | BIG ROCK | VA | PRIMARY | 37.31 | -82.22
24219 | STANDARD | BIG STONE GAP | VA | PRIMARY | 36.86 | -82.77
24220 | STANDARD | BIRCHLEAF | VA | PRIMARY | 37.15 | -82.23
24604 | PO BOX | BISHOP | VA | PRIMARY | 37.21 | -81.53
24060 | STANDARD | BLACKSBURG | VA | PRIMARY | 37.23 | -80.42
24061 | UNIQUE | BLACKSBURG | VA | PRIMARY | 37.23 | -80.42
24062 | PO BOX | BLACKSBURG | VA | PRIMARY | 37.23 | -80.42
24063 | PO BOX | BLACKSBURG | VA | PRIMARY | 37.23 | -80.42
24221 | STANDARD | BLACKWATER | VA | PRIMARY | 36.62 | -83.05
24527 | STANDARD | BLAIRS | VA | PRIMARY | 36.68 | -79.38
24315 | STANDARD | BLAND | VA | PRIMARY | 37.1 | -81.11
24605 | STANDARD | BLUEFIELD | VA | PRIMARY | 37.23 | -81.26
24064 | STANDARD | BLUE RIDGE | VA | PRIMARY | 37.38 | -79.82
24178 | PO BOX | VILLAMONT | VA | PRIMARY | 37.39 | -79.74
24606 | PO BOX | BOISSEVAIN | VA | PRIMARY | 37.28 | -81.38
24065 | STANDARD | BOONES MILL | VA | PRIMARY | 37.11 | -79.95
24607 | PO BOX | BREAKS | VA | PRIMARY | 37.29 | -82.28
24201 | STANDARD | BRISTOL | VA | PRIMARY | 36.61 | -82.16
24202 | STANDARD | BRISTOL | VA | PRIMARY | 36.61 | -82.16
24203 | PO BOX | BRISTOL | VA | PRIMARY | 36.61 | -82.16
24205 | UNIQUE | BRISTOL | VA | PRIMARY | 36.59 | -82.18
24209 | PO BOX | BRISTOL | VA | PRIMARY | 36.61 | -82.16
24316 | STANDARD | BROADFORD | VA | PRIMARY | 36.91 | -81.66
24528 | STANDARD | BROOKNEAL | VA | PRIMARY | 37.05 | -78.94
24066 | STANDARD | BUCHANAN | VA | PRIMARY | 37.52 | -79.68
24529 | STANDARD | BUFFALO JUNCTION | VA | PRIMARY | 36.6 | -78.63
24530 | STANDARD | CALLANDS | VA | PRIMARY | 36.81 | -79.58
24067 | STANDARD | CALLAWAY | VA | PRIMARY | 37.01 | -80.05
24317 | STANDARD | CANA | VA | PRIMARY | 36.58 | -80.66
24069 | STANDARD | CASCADE | VA | PRIMARY | 36.56 | -79.66
24224 | STANDARD | CASTLEWOOD | VA | PRIMARY | 36.87 | -82.28
24070 | STANDARD | CATAWBA | VA | PRIMARY | 37.38 | -80.11
24609 | STANDARD | CEDAR BLUFF | VA | PRIMARY | 37.08 | -81.76
24318 | STANDARD | CERES | VA | PRIMARY | 37.01 | -81.35
24531 | STANDARD | CHATHAM | VA | PRIMARY | 36.81 | -79.39
24072 | STANDARD | CHECK | VA | PRIMARY | 37.05 | -80.18
24319 | STANDARD | CHILHOWIE | VA | PRIMARY | 36.8 | -81.68
24068 | PO BOX | CHRISTIANSBURG | VA | PRIMARY | 37.14 | -80.4
24073 | STANDARD | CHRISTIANSBURG | VA | PRIMARY | 37.14 | -80.4
24076 | STANDARD | CLAUDVILLE | VA | PRIMARY | 36.59 | -80.42
24225 | STANDARD | CLEVELAND | VA | PRIMARY | 36.94 | -82.15
24533 | PO BOX | CLIFFORD | VA | PRIMARY | 37.65 | -79.03
24226 | STANDARD | CLINCHCO | VA | PRIMARY | 37.12 | -82.33
24269 | STANDARD | MC CLURE | VA | PRIMARY | 37.08 | -82.38
24228 | STANDARD | CLINTWOOD | VA | PRIMARY | 37.15 | -82.45
24534 | STANDARD | CLOVER | VA | PRIMARY | 36.83 | -78.73
24077 | STANDARD | CLOVERDALE | VA | PRIMARY | 37.35 | -79.9
24535 | PO BOX | CLUSTER SPRINGS | VA | PRIMARY | 36.61 | -78.91
24230 | STANDARD | COEBURN | VA | PRIMARY | 36.94 | -82.46
24536 | STANDARD | COLEMAN FALLS | VA | PRIMARY | 37.5 | -79.33
24078 | STANDARD | COLLINSVILLE | VA | PRIMARY | 36.72 | -79.91
24538 | STANDARD | CONCORD | VA | PRIMARY | 37.35 | -78.98
24079 | STANDARD | COPPER HILL | VA | PRIMARY | 37.08 | -80.13
24322 | STANDARD | CRIPPLE CREEK | VA | PRIMARY | 36.81 | -81.1
24082 | STANDARD | CRITZ | VA | PRIMARY | 36.63 | -80.15
24323 | STANDARD | CROCKETT | VA | PRIMARY | 36.88 | -81.18
24539 | STANDARD | CRYSTAL HILL | VA | PRIMARY | 36.85 | -78.9
24083 | STANDARD | DALEVILLE | VA | PRIMARY | 37.41 | -79.92
24236 | STANDARD | DAMASCUS | VA | PRIMARY | 36.63 | -81.78
24237 | STANDARD | DANTE | VA | PRIMARY | 36.98 | -82.29
24540 | STANDARD | DANVILLE | VA | PRIMARY | 36.58 | -79.4
24541 | STANDARD | DANVILLE | VA | PRIMARY | 36.58 | -79.4
24543 | PO BOX | DANVILLE | VA | PRIMARY | 36.58 | -79.4
24217 | STANDARD | BEE | VA | PRIMARY | 37.08 | -82.19
24239 | STANDARD | DAVENPORT | VA | PRIMARY | 37.1 | -82.13
24612 | PO BOX | DORAN | VA | PRIMARY | 37.13 | -81.81
24324 | STANDARD | DRAPER | VA | PRIMARY | 37 | -80.76
24243 | STANDARD | DRYDEN | VA | PRIMARY | 36.77 | -82.94
24549 | STANDARD | DRY FORK | VA | PRIMARY | 36.75 | -79.41
24084 | STANDARD | DUBLIN | VA | PRIMARY | 37.1 | -80.68
24244 | STANDARD | DUFFIELD | VA | PRIMARY | 36.71 | -82.79
24325 | STANDARD | DUGSPUR | VA | PRIMARY | 36.81 | -80.61
24245 | STANDARD | DUNGANNON | VA | PRIMARY | 36.82 | -82.46
24085 | STANDARD | EAGLE ROCK | VA | PRIMARY | 37.63 | -79.8
24246 | PO BOX | EAST STONE GAP | VA | PRIMARY | 36.86 | -82.72
24086 | STANDARD | EGGLESTON | VA | PRIMARY | 37.28 | -80.63
24326 | STANDARD | ELK CREEK | VA | PRIMARY | 36.71 | -81.18
24087 | STANDARD | ELLISTON | VA | PRIMARY | 37.21 | -80.23
24327 | PO BOX | EMORY | VA | PRIMARY | 36.75 | -81.83
24550 | STANDARD | EVINGTON | VA | PRIMARY | 37.23 | -79.28
24248 | STANDARD | EWING | VA | PRIMARY | 36.63 | -83.43
24613 | STANDARD | FALLS MILLS | VA | PRIMARY | 37.26 | -81.33
24328 | STANDARD | FANCY GAP | VA | PRIMARY | 36.66 | -80.7
24088 | STANDARD | FERRUM | VA | PRIMARY | 36.92 | -80.02
24089 | STANDARD | FIELDALE | VA | PRIMARY | 36.7 | -79.94
24090 | STANDARD | FINCASTLE | VA | PRIMARY | 37.49 | -79.87
24091 | STANDARD | FLOYD | VA | PRIMARY | 36.91 | -80.31
24551 | STANDARD | FOREST | VA | PRIMARY | 37.37 | -79.27
24250 | STANDARD | FORT BLACKMORE | VA | PRIMARY | 36.77 | -82.58
24330 | STANDARD | FRIES | VA | PRIMARY | 36.71 | -80.97
24333 | STANDARD | GALAX | VA | PRIMARY | 36.66 | -80.91
24251 | STANDARD | GATE CITY | VA | PRIMARY | 36.63 | -82.58
24290 | STANDARD | WEBER CITY | VA | PRIMARY | 36.62 | -82.56
24092 | STANDARD | GLADE HILL | VA | PRIMARY | 37 | -79.77
24340 | STANDARD | GLADE SPRING | VA | PRIMARY | 36.79 | -81.77
24553 | STANDARD | GLADSTONE | VA | PRIMARY | 37.54 | -78.84
24554 | STANDARD | GLADYS | VA | PRIMARY | 37.16 | -79.08
24555 | STANDARD | GLASGOW | VA | PRIMARY | 37.63 | -79.45
24093 | STANDARD | GLEN LYN | VA | PRIMARY | 37.37 | -80.85
24556 | STANDARD | GOODE | VA | PRIMARY | 37.36 | -79.38
24095 | STANDARD | GOODVIEW | VA | PRIMARY | 37.21 | -79.71
24557 | STANDARD | GRETNA | VA | PRIMARY | 36.95 | -79.36
24614 | STANDARD | GRUNDY | VA | PRIMARY | 37.27 | -82.1
24558 | STANDARD | HALIFAX | VA | PRIMARY | 36.76 | -78.93
24101 | STANDARD | HARDY | VA | PRIMARY | 37.18 | -79.8
24256 | STANDARD | HAYSI | VA | PRIMARY | 37.2 | -82.29
24102 | STANDARD | HENRY | VA | PRIMARY | 36.83 | -80
24343 | STANDARD | HILLSVILLE | VA | PRIMARY | 36.76 | -80.73
24258 | STANDARD | HILTONS | VA | PRIMARY | 36.65 | -82.46
24347 | STANDARD | HIWASSEE | VA | PRIMARY | 36.97 | -80.64
24260 | STANDARD | HONAKER | VA | PRIMARY | 37.01 | -81.97
24619 | PO BOX | HORSEPEN | VA | PRIMARY | 37.23 | -81.49
24104 | STANDARD | HUDDLESTON | VA | PRIMARY | 37.16 | -79.48
24620 | STANDARD | HURLEY | VA | PRIMARY | 37.42 | -82.02
24563 | STANDARD | HURT | VA | PRIMARY | 37.09 | -79.29
24348 | STANDARD | INDEPENDENCE | VA | PRIMARY | 36.61 | -81.15
24105 | STANDARD | INDIAN VALLEY | VA | PRIMARY | 36.91 | -80.55
24350 | STANDARD | IVANHOE | VA | PRIMARY | 36.83 | -80.95
24565 | STANDARD | JAVA | VA | PRIMARY | 36.83 | -79.23
24622 | STANDARD | JEWELL RIDGE | VA | PRIMARY | 37.18 | -81.8
24263 | STANDARD | JONESVILLE | VA | PRIMARY | 36.68 | -83.11
24566 | STANDARD | KEELING | VA | PRIMARY | 36.71 | -79.3
24624 | PO BOX | KEEN MOUNTAIN | VA | PRIMARY | 37.2 | -81.95
24265 | STANDARD | KEOKEE | VA | PRIMARY | 36.86 | -82.9
24351 | STANDARD | LAMBSBURG | VA | PRIMARY | 36.58 | -80.76
24352 | STANDARD | LAUREL FORK | VA | PRIMARY | 36.71 | -80.51
24266 | STANDARD | LEBANON | VA | PRIMARY | 36.89 | -82.07
24569 | STANDARD | LONG ISLAND | VA | PRIMARY | 37.08 | -79.1
24570 | STANDARD | LOWRY | VA | PRIMARY | 37.34 | -79.45
24501 | STANDARD | LYNCHBURG | VA | PRIMARY | 37.4 | -79.19
24502 | STANDARD | LYNCHBURG | VA | PRIMARY | 37.4 | -79.19
24503 | STANDARD | LYNCHBURG | VA | PRIMARY | 37.4 | -79.19
24504 | STANDARD | LYNCHBURG | VA | PRIMARY | 37.4 | -79.19
24505 | PO BOX | LYNCHBURG | VA | PRIMARY | 37.4 | -79.19
24506 | PO BOX | LYNCHBURG | VA | PRIMARY | 37.4 | -79.19
24513 | UNIQUE | LYNCHBURG | VA | PRIMARY | 37.4 | -79.19
24514 | UNIQUE | LYNCHBURG | VA | PRIMARY | 37.4 | -79.19
24515 | UNIQUE | LYNCHBURG | VA | PRIMARY | 37.4 | -79.19
24571 | STANDARD | LYNCH STATION | VA | PRIMARY | 37.14 | -79.36
24111 | PO BOX | MC COY | VA | PRIMARY | 37.23 | -80.61
24572 | STANDARD | MADISON HEIGHTS | VA | PRIMARY | 37.43 | -79.1
24354 | STANDARD | MARION | VA | PRIMARY | 36.83 | -81.51
24112 | STANDARD | MARTINSVILLE | VA | PRIMARY | 36.68 | -79.86
24113 | PO BOX | MARTINSVILLE | VA | PRIMARY | 36.68 | -79.86
24114 | PO BOX | MARTINSVILLE | VA | PRIMARY | 36.68 | -79.86
24115 | PO BOX | MARTINSVILLE | VA | PRIMARY | 36.68 | -79.86
24627 | PO BOX | MAVISDALE | VA | PRIMARY | 37.19 | -82.21
24628 | STANDARD | MAXIE | VA | PRIMARY | 37.31 | -82.19
24360 | STANDARD | MAX MEADOWS | VA | PRIMARY | 36.96 | -80.93
24120 | STANDARD | MEADOWS OF DAN | VA | PRIMARY | 36.73 | -80.41
24361 | STANDARD | MEADOWVIEW | VA | PRIMARY | 36.76 | -81.85
24270 | STANDARD | MENDOTA | VA | PRIMARY | 36.72 | -82.25
24121 | STANDARD | MONETA | VA | PRIMARY | 37.18 | -79.63
24574 | STANDARD | MONROE | VA | PRIMARY | 37.6 | -79.24
24122 | STANDARD | MONTVALE | VA | PRIMARY | 37.38 | -79.73
24363 | STANDARD | MOUTH OF WILSON | VA | PRIMARY | 36.58 | -81.33
24124 | STANDARD | NARROWS | VA | PRIMARY | 37.33 | -80.8
24576 | PO BOX | NARUNA | VA | PRIMARY | 37.13 | -78.95
24577 | STANDARD | NATHALIE | VA | PRIMARY | 36.93 | -78.95
24578 | STANDARD | NATURAL BRIDGE | VA | PRIMARY | 37.63 | -79.55
24579 | STANDARD | NATURAL BRIDGE STATION | VA | PRIMARY | 37.58 | -79.5
24580 | STANDARD | NELSON | VA | PRIMARY | 36.55 | -78.67
24126 | PO BOX | NEWBERN | VA | PRIMARY | 37.04 | -80.68
24127 | STANDARD | NEW CASTLE | VA | PRIMARY | 37.5 | -80.11
24128 | STANDARD | NEWPORT | VA | PRIMARY | 37.29 | -80.49
24129 | PO BOX | NEW RIVER | VA | PRIMARY | 37.12 | -80.57
24271 | STANDARD | NICKELSVILLE | VA | PRIMARY | 36.75 | -82.41
24272 | STANDARD | NORA | VA | PRIMARY | 37.02 | -82.34
24630 | STANDARD | NORTH TAZEWELL | VA | PRIMARY | 37.16 | -81.5
24273 | STANDARD | NORTON | VA | PRIMARY | 36.93 | -82.62
24581 | STANDARD | NORWOOD | VA | PRIMARY | 37.64 | -78.8
24631 | STANDARD | OAKWOOD | VA | PRIMARY | 37.21 | -81.98
24130 | STANDARD | ORISKANY | VA | PRIMARY | 37.61 | -79.98
24131 | STANDARD | PAINT BANK | VA | PRIMARY | 37.56 | -80.28
24132 | PO BOX | PARROTT | VA | PRIMARY | 37.21 | -80.63
24133 | STANDARD | PATRICK SPRINGS | VA | PRIMARY | 36.67 | -80.13
24134 | STANDARD | PEARISBURG | VA | PRIMARY | 37.32 | -80.72
24136 | STANDARD | PEMBROKE | VA | PRIMARY | 37.32 | -80.63
24137 | STANDARD | PENHOOK | VA | PRIMARY | 36.98 | -79.63
24277 | STANDARD | PENNINGTON GAP | VA | PRIMARY | 36.75 | -83.02
24634 | STANDARD | PILGRIMS KNOB | VA | PRIMARY | 37.29 | -81.9
24138 | STANDARD | PILOT | VA | PRIMARY | 37.05 | -80.36
24139 | STANDARD | PITTSVILLE | VA | PRIMARY | 36.98 | -79.46
24161 | STANDARD | SANDY LEVEL | VA | PRIMARY | 37 | -79.55
24635 | PO BOX | POCAHONTAS | VA | PRIMARY | 37.3 | -81.34
24279 | STANDARD | POUND | VA | PRIMARY | 37.12 | -82.6
24637 | STANDARD | POUNDING MILL | VA | PRIMARY | 37.04 | -81.73
24301 | STANDARD | PULASKI | VA | PRIMARY | 37.05 | -80.76
24141 | STANDARD | RADFORD | VA | PRIMARY | 37.12 | -80.55
24142 | PO BOX | RADFORD | VA | PRIMARY | 37.12 | -80.55
24143 | PO BOX | RADFORD | VA | PRIMARY | 37.12 | -80.55
24639 | STANDARD | RAVEN | VA | PRIMARY | 37.16 | -81.9
24640 | PO BOX | RED ASH | VA | PRIMARY | 37.12 | -81.87
24647 | PO BOX | SHORTT GAP | VA | PRIMARY | 37.18 | -81.84
24146 | PO BOX | REDWOOD | VA | PRIMARY | 37.01 | -79.79
24147 | STANDARD | RICH CREEK | VA | PRIMARY | 37.38 | -80.82
24641 | STANDARD | RICHLANDS | VA | PRIMARY | 37.09 | -81.8
24148 | STANDARD | RIDGEWAY | VA | PRIMARY | 36.57 | -79.85
24149 | STANDARD | RINER | VA | PRIMARY | 37.02 | -80.43
24586 | STANDARD | RINGGOLD | VA | PRIMARY | 36.6 | -79.3
24150 | STANDARD | RIPPLEMEAD | VA | PRIMARY | 37.38 | -80.63
24001 | PO BOX | ROANOKE | VA | PRIMARY | 37.27 | -79.95
24002 | PO BOX | ROANOKE | VA | PRIMARY | 37.27 | -79.95
24003 | PO BOX | ROANOKE | VA | PRIMARY | 37.27 | -79.95
24004 | PO BOX | ROANOKE | VA | PRIMARY | 37.27 | -79.95
24005 | PO BOX | ROANOKE | VA | PRIMARY | 37.27 | -79.95
24006 | PO BOX | ROANOKE | VA | PRIMARY | 37.27 | -79.95
24007 | PO BOX | ROANOKE | VA | PRIMARY | 37.27 | -79.95
24008 | PO BOX | ROANOKE | VA | PRIMARY | 37.27 | -79.95
24009 | PO BOX | ROANOKE | VA | PRIMARY | 37.27 | -79.95
24010 | PO BOX | ROANOKE | VA | PRIMARY | 37.27 | -79.95
24011 | STANDARD | ROANOKE | VA | PRIMARY | 37.27 | -79.95
24012 | STANDARD | ROANOKE | VA | PRIMARY | 37.27 | -79.95
24013 | STANDARD | ROANOKE | VA | PRIMARY | 37.27 | -79.95
24014 | STANDARD | ROANOKE | VA | PRIMARY | 37.27 | -79.95
24015 | STANDARD | ROANOKE | VA | PRIMARY | 37.27 | -79.95
24016 | STANDARD | ROANOKE | VA | PRIMARY | 37.27 | -79.95
24017 | STANDARD | ROANOKE | VA | PRIMARY | 37.27 | -79.95
24018 | STANDARD | ROANOKE | VA | PRIMARY | 37.27 | -79.95
24019 | STANDARD | ROANOKE | VA | PRIMARY | 37.27 | -79.95
24020 | PO BOX | ROANOKE | VA | PRIMARY | 37.27 | -79.95
24022 | PO BOX | ROANOKE | VA | PRIMARY | 37.27 | -79.95
24023 | PO BOX | ROANOKE | VA | PRIMARY | 37.27 | -79.95
24024 | PO BOX | ROANOKE | VA | PRIMARY | 37.27 | -79.95
24025 | PO BOX | ROANOKE | VA | PRIMARY | 37.27 | -79.95
24026 | PO BOX | ROANOKE | VA | PRIMARY | 37.27 | -79.95
24027 | PO BOX | ROANOKE | VA | PRIMARY | 37.27 | -79.95
24028 | PO BOX | ROANOKE | VA | PRIMARY | 37.27 | -79.95
24029 | PO BOX | ROANOKE | VA | PRIMARY | 37.27 | -79.95
24030 | PO BOX | ROANOKE | VA | PRIMARY | 37.27 | -79.95
24031 | PO BOX | ROANOKE | VA | PRIMARY | 37.27 | -79.95
24032 | PO BOX | ROANOKE | VA | PRIMARY | 37.27 | -79.95
24033 | PO BOX | ROANOKE | VA | PRIMARY | 37.27 | -79.95
24034 | PO BOX | ROANOKE | VA | PRIMARY | 37.27 | -79.95
24035 | PO BOX | ROANOKE | VA | PRIMARY | 37.27 | -79.95
24036 | PO BOX | ROANOKE | VA | PRIMARY | 37.27 | -79.95
24037 | PO BOX | ROANOKE | VA | PRIMARY | 37.27 | -79.95
24038 | PO BOX | ROANOKE | VA | PRIMARY | 37.27 | -79.95
24040 | UNIQUE | ROANOKE | VA | PRIMARY | 37.27 | -79.95
24042 | UNIQUE | ROANOKE | VA | PRIMARY | 37.27 | -79.95
24043 | UNIQUE | ROANOKE | VA | PRIMARY | 37.27 | -79.95
24050 | UNIQUE | ROANOKE | VA | PRIMARY | 37.27 | -79.95
24155 | UNIQUE | ROANOKE | VA | PRIMARY | 37.29 | -80.06
24157 | UNIQUE | ROANOKE | VA | PRIMARY | 37.28 | -80.05
24366 | STANDARD | ROCKY GAP | VA | PRIMARY | 37.23 | -81.1
24151 | STANDARD | ROCKY MOUNT | VA | PRIMARY | 36.99 | -79.89
24280 | STANDARD | ROSEDALE | VA | PRIMARY | 36.95 | -81.93
24281 | STANDARD | ROSE HILL | VA | PRIMARY | 36.67 | -83.36
24646 | STANDARD | ROWE | VA | PRIMARY | 37.12 | -82.03
24368 | STANDARD | RURAL RETREAT | VA | PRIMARY | 36.89 | -81.27
24588 | STANDARD | RUSTBURG | VA | PRIMARY | 37.28 | -79.1
24282 | STANDARD | SAINT CHARLES | VA | PRIMARY | 36.8 | -83.05
24283 | STANDARD | SAINT PAUL | VA | PRIMARY | 36.9 | -82.31
24153 | STANDARD | SALEM | VA | PRIMARY | 37.28 | -80.05
24370 | STANDARD | SALTVILLE | VA | PRIMARY | 36.87 | -81.76
24589 | STANDARD | SCOTTSBURG | VA | PRIMARY | 36.75 | -78.79
24562 | STANDARD | HOWARDSVILLE | VA | PRIMARY | 37.73 | -78.64
24590 | STANDARD | SCOTTSVILLE | VA | PRIMARY | 37.79 | -78.49
24162 | STANDARD | SHAWSVILLE | VA | PRIMARY | 37.16 | -80.24
24592 | STANDARD | SOUTH BOSTON | VA | PRIMARY | 36.7 | -78.9
24374 | STANDARD | SPEEDWELL | VA | PRIMARY | 36.81 | -81.16
24165 | STANDARD | SPENCER | VA | PRIMARY | 36.61 | -80.01
24593 | STANDARD | SPOUT SPRING | VA | PRIMARY | 37.35 | -78.91
24167 | STANDARD | STAFFORDSVILLE | VA | PRIMARY | 37.24 | -80.76
24168 | STANDARD | STANLEYTOWN | VA | PRIMARY | 36.75 | -79.95
24171 | STANDARD | STUART | VA | PRIMARY | 36.64 | -80.27
24375 | STANDARD | SUGAR GROVE | VA | PRIMARY | 36.76 | -81.4
24594 | STANDARD | SUTHERLIN | VA | PRIMARY | 36.62 | -79.18
24649 | STANDARD | SWORDS CREEK | VA | PRIMARY | 37.08 | -81.91
24377 | STANDARD | TANNERSVILLE | VA | PRIMARY | 36.97 | -81.64
24608 | PO BOX | BURKES GARDEN | VA | PRIMARY | 37.1 | -81.35
24651 | STANDARD | TAZEWELL | VA | PRIMARY | 37.12 | -81.51
24174 | STANDARD | THAXTON | VA | PRIMARY | 37.35 | -79.63
24378 | STANDARD | TROUTDALE | VA | PRIMARY | 36.7 | -81.43
24175 | STANDARD | TROUTVILLE | VA | PRIMARY | 37.41 | -79.87
24176 | STANDARD | UNION HALL | VA | PRIMARY | 37 | -79.68
24656 | STANDARD | VANSANT | VA | PRIMARY | 37.23 | -82.08
24597 | STANDARD | VERNON HILL | VA | PRIMARY | 36.79 | -79.12
24177 | PO BOX | VESTA | VA | PRIMARY | 36.72 | -80.39
24179 | STANDARD | VINTON | VA | PRIMARY | 37.27 | -79.88
24598 | STANDARD | VIRGILINA | VA | PRIMARY | 36.54 | -78.77
24292 | STANDARD | WHITETOP | VA | PRIMARY | 36.6 | -81.61
24657 | STANDARD | WHITEWOOD | VA | PRIMARY | 37.26 | -81.88
24380 | STANDARD | WILLIS | VA | PRIMARY | 36.85 | -80.48
24599 | STANDARD | WINGINA | VA | PRIMARY | 37.64 | -78.73
24184 | STANDARD | WIRTZ | VA | PRIMARY | 37.08 | -79.9
24293 | STANDARD | WISE | VA | PRIMARY | 36.97 | -82.58
24658 | PO BOX | WOLFORD | VA | PRIMARY | 37.38 | -81.99
24381 | STANDARD | WOODLAWN | VA | PRIMARY | 36.71 | -80.81
24185 | STANDARD | WOOLWINE | VA | PRIMARY | 36.78 | -80.28
24382 | STANDARD | WYTHEVILLE | VA | PRIMARY | 36.95 | -81.08
25606 | PO BOX | ACCOVILLE | WV | PRIMARY | 37.78 | -81.85
26210 | STANDARD | ADRIAN | WV | PRIMARY | 38.91 | -80.3
24910 | STANDARD | ALDERSON | WV | PRIMARY | 37.72 | -80.64
24943 | STANDARD | GRASSY MEADOWS | WV | PRIMARY | 37.84 | -80.74
25501 | STANDARD | ALKOL | WV | PRIMARY | 38.17 | -81.99
25572 | STANDARD | WOODVILLE | WV | PRIMARY | 38.15 | -81.89
25810 | PO BOX | ALLEN JUNCTION | WV | PRIMARY | 37.59 | -81.35
25002 | PO BOX | ALLOY | WV | PRIMARY | 38.13 | -81.24
26320 | STANDARD | ALMA | WV | PRIMARY | 39.42 | -80.82
26321 | STANDARD | ALUM BRIDGE | WV | PRIMARY | 39.04 | -80.69
25003 | STANDARD | ALUM CREEK | WV | PRIMARY | 38.28 | -81.84
25607 | STANDARD | AMHERSTDALE | WV | PRIMARY | 37.8 | -81.75
25811 | STANDARD | AMIGO | WV | PRIMARY | 37.59 | -81.34
25005 | STANDARD | AMMA | WV | PRIMARY | 38.54 | -81.24
24808 | STANDARD | ANAWALT | WV | PRIMARY | 37.33 | -81.44
26323 | PO BOX | ANMOORE | WV | PRIMARY | 39.25 | -80.29
25812 | STANDARD | ANSTED | WV | PRIMARY | 38.13 | -81.1
25502 | STANDARD | APPLE GROVE | WV | PRIMARY | 38.7 | -82.17
25007 | STANDARD | ARNETT | WV | PRIMARY | 37.84 | -81.43
25180 | STANDARD | SAXON | WV | PRIMARY | 37.78 | -81.43
25234 | STANDARD | ARNOLDSBURG | WV | PRIMARY | 38.78 | -81.12
26520 | PO BOX | ARTHURDALE | WV | PRIMARY | 39.49 | -79.82
24916 | STANDARD | ASBURY | WV | PRIMARY | 37.81 | -80.56
25503 | STANDARD | ASHTON | WV | PRIMARY | 38.66 | -82.09
24712 | STANDARD | ATHENS | WV | PRIMARY | 37.42 | -81.01
26325 | STANDARD | AUBURN | WV | PRIMARY | 39.09 | -80.85
26704 | STANDARD | AUGUSTA | WV | PRIMARY | 39.3 | -78.59
26705 | STANDARD | AURORA | WV | PRIMARY | 39.29 | -79.56
24811 | PO BOX | AVONDALE | WV | PRIMARY | 37.41 | -81.8
25608 | STANDARD | BAISDEN | WV | PRIMARY | 37.58 | -81.94
26801 | STANDARD | BAKER | WV | PRIMARY | 39.04 | -78.74
24918 | STANDARD | BALLARD | WV | PRIMARY | 37.51 | -80.75
25011 | PO BOX | BANCROFT | WV | PRIMARY | 38.51 | -81.84
25504 | STANDARD | BARBOURSVILLE | WV | PRIMARY | 38.4 | -82.29
26559 | PO BOX | BARRACKVILLE | WV | PRIMARY | 39.5 | -80.17
24813 | PO BOX | BARTLEY | WV | PRIMARY | 37.33 | -81.73
24920 | STANDARD | BARTOW | WV | PRIMARY | 38.58 | -79.71
26707 | PO BOX | BAYARD | WV | PRIMARY | 39.26 | -79.36
25813 | STANDARD | BEAVER | WV | PRIMARY | 37.74 | -81.15
25801 | STANDARD | BECKLEY | WV | PRIMARY | 37.78 | -81.18
25802 | PO BOX | BECKLEY | WV | PRIMARY | 37.78 | -81.18
26250 | STANDARD | BELINGTON | WV | PRIMARY | 39.02 | -79.93
25015 | STANDARD | BELLE | WV | PRIMARY | 38.23 | -81.53
26133 | STANDARD | BELLEVILLE | WV | PRIMARY | 39.12 | -81.67
26134 | STANDARD | BELMONT | WV | PRIMARY | 39.37 | -81.26
26656 | STANDARD | BELVA | WV | PRIMARY | 38.26 | -81.13
26298 | PO BOX | BERGOO | WV | PRIMARY | 38.48 | -80.24
25411 | STANDARD | BERKELEY SPRINGS | WV | PRIMARY | 39.55 | -78.21
24815 | STANDARD | BERWIND | WV | PRIMARY | 37.26 | -81.66
26253 | STANDARD | BEVERLY | WV | PRIMARY | 38.84 | -79.87
25019 | STANDARD | BICKMORE | WV | PRIMARY | 38.37 | -81.1
26136 | STANDARD | BIG BEND | WV | PRIMARY | 38.98 | -81.13
26141 | STANDARD | CRESTON | WV | PRIMARY | 38.96 | -81.25
25505 | STANDARD | BIG CREEK | WV | PRIMARY | 38 | -81.99
24816 | PO BOX | BIG SANDY | WV | PRIMARY | 37.47 | -81.67
26137 | STANDARD | BIG SPRINGS | WV | PRIMARY | 38.97 | -80.99
25021 | STANDARD | BIM | WV | PRIMARY | 37.87 | -81.69
26610 | STANDARD | BIRCH RIVER | WV | PRIMARY | 38.49 | -80.75
26521 | STANDARD | BLACKSVILLE | WV | PRIMARY | 39.71 | -80.21
25022 | PO BOX | BLAIR | WV | PRIMARY | 37.86 | -81.83
26817 | STANDARD | BLOOMERY | WV | PRIMARY | 39.38 | -78.37
25024 | STANDARD | BLOOMINGROSE | WV | PRIMARY | 38.15 | -81.62
25026 | PO BOX | BLUE CREEK | WV | PRIMARY | 38.47 | -81.51
24701 | STANDARD | BLUEFIELD | WV | PRIMARY | 37.26 | -81.21
25028 | STANDARD | BOB WHITE | WV | PRIMARY | 37.95 | -81.72
25817 | STANDARD | BOLT | WV | PRIMARY | 37.76 | -81.41
25030 | STANDARD | BOMONT | WV | PRIMARY | 38.4 | -81.21
25031 | PO BOX | BOOMER | WV | PRIMARY | 38.15 | -81.27
26254 | STANDARD | BOWDEN | WV | PRIMARY | 38.94 | -79.63
26268 | STANDARD | GLADY | WV | PRIMARY | 38.81 | -79.7
25818 | PO BOX | BRADLEY | WV | PRIMARY | 37.86 | -81.19
24817 | PO BOX | BRADSHAW | WV | PRIMARY | 37.35 | -81.8
24715 | STANDARD | BRAMWELL | WV | PRIMARY | 37.32 | -81.31
24724 | STANDARD | FREEMAN | WV | PRIMARY | 37.33 | -81.27
25506 | STANDARD | BRANCHLAND | WV | PRIMARY | 38.25 | -82.25
25544 | STANDARD | MYRA | WV | PRIMARY | 38.22 | -82.13
26802 | STANDARD | BRANDYWINE | WV | PRIMARY | 38.62 | -79.24
25666 | STANDARD | BREEDEN | WV | PRIMARY | 37.92 | -82.27
24818 | STANDARD | BRENTON | WV | PRIMARY | 37.58 | -81.66
24834 | PO BOX | FANROCK | WV | PRIMARY | 37.56 | -81.62
26524 | STANDARD | BRETZ | WV | PRIMARY | 39.55 | -79.81
26330 | STANDARD | BRIDGEPORT | WV | PRIMARY | 39.29 | -80.25
26525 | STANDARD | BRUCETON MILLS | WV | PRIMARY | 39.65 | -79.64
25611 | PO BOX | BRUNO | WV | PRIMARY | 37.69 | -81.88
24924 | STANDARD | BUCKEYE | WV | PRIMARY | 38.19 | -80.14
26201 | STANDARD | BUCKHANNON | WV | PRIMARY | 38.98 | -80.22
26267 | STANDARD | ELLAMORE | WV | PRIMARY | 38.93 | -80.08
24716 | PO BOX | BUD | WV | PRIMARY | 37.52 | -81.35
24726 | STANDARD | HERNDON | WV | PRIMARY | 37.51 | -81.36
25033 | STANDARD | BUFFALO | WV | PRIMARY | 38.61 | -81.98
25413 | STANDARD | BUNKER HILL | WV | PRIMARY | 39.32 | -78.05
25440 | PO BOX | RIDGEWAY | WV | PRIMARY | 39.3 | -78.07
26710 | STANDARD | BURLINGTON | WV | PRIMARY | 39.36 | -78.91
26335 | STANDARD | BURNSVILLE | WV | PRIMARY | 38.85 | -80.65
26615 | STANDARD | COPEN | WV | PRIMARY | 38.84 | -80.72
26561 | STANDARD | BIG RUN | WV | PRIMARY | 39.59 | -80.57
26562 | STANDARD | BURTON | WV | PRIMARY | 39.66 | -80.39
25035 | STANDARD | CABIN CREEK | WV | PRIMARY | 38.17 | -81.5
26855 | STANDARD | CABINS | WV | PRIMARY | 38.99 | -79.2
26161 | STANDARD | PETROLEUM | WV | PRIMARY | 39.18 | -81.25
26337 | STANDARD | CAIRO | WV | PRIMARY | 39.2 | -81.15
24925 | STANDARD | CALDWELL | WV | PRIMARY | 37.75 | -80.34
26660 | STANDARD | CALVIN | WV | PRIMARY | 38.32 | -80.7
26338 | STANDARD | CAMDEN | WV | PRIMARY | 39.09 | -80.61
26208 | STANDARD | CAMDEN ON GAULEY | WV | PRIMARY | 38.36 | -80.59
25820 | STANDARD | CAMP CREEK | WV | PRIMARY | 37.48 | -81.1
25036 | PO BOX | CANNELTON | WV | PRIMARY | 38.19 | -81.27
26662 | STANDARD | CANVAS | WV | PRIMARY | 38.26 | -80.73
26711 | STANDARD | CAPON BRIDGE | WV | PRIMARY | 39.29 | -78.43
26823 | PO BOX | CAPON SPRINGS | WV | PRIMARY | 39.13 | -78.48
26563 | PO BOX | CAROLINA | WV | PRIMARY | 39.48 | -80.26
24927 | STANDARD | CASS | WV | PRIMARY | 38.45 | -79.89
26527 | PO BOX | CASSVILLE | WV | PRIMARY | 39.66 | -80.05
25039 | STANDARD | CEDAR GROVE | WV | PRIMARY | 38.22 | -81.42
26611 | STANDARD | CEDARVILLE | WV | PRIMARY | 38.84 | -80.84
25507 | PO BOX | CEREDO | WV | PRIMARY | 38.39 | -82.55
25508 | STANDARD | CHAPMANVILLE | WV | PRIMARY | 37.97 | -82.01
25301 | STANDARD | CHARLESTON | WV | PRIMARY | 38.35 | -81.63
25302 | STANDARD | CHARLESTON | WV | PRIMARY | 38.35 | -81.63
25303 | STANDARD | CHARLESTON | WV | PRIMARY | 38.35 | -81.63
25304 | STANDARD | CHARLESTON | WV | PRIMARY | 38.35 | -81.63
25305 | STANDARD | CHARLESTON | WV | PRIMARY | 38.35 | -81.63
25306 | STANDARD | CHARLESTON | WV | PRIMARY | 38.35 | -81.63
25309 | STANDARD | CHARLESTON | WV | PRIMARY | 38.35 | -81.63
25311 | STANDARD | CHARLESTON | WV | PRIMARY | 38.35 | -81.63
25312 | STANDARD | CHARLESTON | WV | PRIMARY | 38.35 | -81.63
25313 | STANDARD | CHARLESTON | WV | PRIMARY | 38.35 | -81.63
25314 | STANDARD | CHARLESTON | WV | PRIMARY | 38.35 | -81.63
25315 | STANDARD | CHARLESTON | WV | PRIMARY | 38.35 | -81.63
25317 | UNIQUE | CHARLESTON | WV | PRIMARY | 38.35 | -81.63
25320 | STANDARD | CHARLESTON | WV | PRIMARY | 38.35 | -81.63
25321 | PO BOX | CHARLESTON | WV | PRIMARY | 38.35 | -81.63
25322 | PO BOX | CHARLESTON | WV | PRIMARY | 38.35 | -81.63
25323 | PO BOX | CHARLESTON | WV | PRIMARY | 38.35 | -81.63
25324 | PO BOX | CHARLESTON | WV | PRIMARY | 38.35 | -81.63
25325 | PO BOX | CHARLESTON | WV | PRIMARY | 38.35 | -81.63
25326 | PO BOX | CHARLESTON | WV | PRIMARY | 38.35 | -81.63
25327 | PO BOX | CHARLESTON | WV | PRIMARY | 38.35 | -81.63
25328 | PO BOX | CHARLESTON | WV | PRIMARY | 38.35 | -81.63
25329 | PO BOX | CHARLESTON | WV | PRIMARY | 38.35 | -81.63
25330 | PO BOX | CHARLESTON | WV | PRIMARY | 38.35 | -81.63
25331 | PO BOX | CHARLESTON | WV | PRIMARY | 38.35 | -81.63
25332 | PO BOX | CHARLESTON | WV | PRIMARY | 38.35 | -81.63
25333 | PO BOX | CHARLESTON | WV | PRIMARY | 38.35 | -81.63
25334 | PO BOX | CHARLESTON | WV | PRIMARY | 38.35 | -81.63
25335 | PO BOX | CHARLESTON | WV | PRIMARY | 38.35 | -81.63
25336 | PO BOX | CHARLESTON | WV | PRIMARY | 38.35 | -81.63
25337 | PO BOX | CHARLESTON | WV | PRIMARY | 38.35 | -81.63
25338 | PO BOX | CHARLESTON | WV | PRIMARY | 38.35 | -81.63
25339 | PO BOX | CHARLESTON | WV | PRIMARY | 38.35 | -81.63
25350 | PO BOX | CHARLESTON | WV | PRIMARY | 38.35 | -81.63
25356 | PO BOX | CHARLESTON | WV | PRIMARY | 38.35 | -81.63
25357 | PO BOX | CHARLESTON | WV | PRIMARY | 38.35 | -81.63
25358 | PO BOX | CHARLESTON | WV | PRIMARY | 38.35 | -81.63
25360 | PO BOX | CHARLESTON | WV | PRIMARY | 38.35 | -81.63
25361 | PO BOX | CHARLESTON | WV | PRIMARY | 38.35 | -81.63
25362 | PO BOX | CHARLESTON | WV | PRIMARY | 38.35 | -81.63
25364 | PO BOX | CHARLESTON | WV | PRIMARY | 38.35 | -81.63
25365 | PO BOX | CHARLESTON | WV | PRIMARY | 38.35 | -81.63
25375 | PO BOX | CHARLESTON | WV | PRIMARY | 38.35 | -81.63
25387 | STANDARD | CHARLESTON | WV | PRIMARY | 38.35 | -81.63
25389 | STANDARD | CHARLESTON | WV | PRIMARY | 38.35 | -81.63
25392 | UNIQUE | CHARLESTON | WV | PRIMARY | 38.35 | -81.63
25396 | UNIQUE | CHARLESTON | WV | PRIMARY | 38.35 | -81.63
25414 | STANDARD | CHARLES TOWN | WV | PRIMARY | 39.28 | -77.85
25040 | PO BOX | CHARLTON HEIGHTS | WV | PRIMARY | 38.11 | -81.21
25958 | STANDARD | CHARMCO | WV | PRIMARY | 37.99 | -80.69
25665 | PO BOX | BORDERLAND | WV | PRIMARY | 37.72 | -82.28
25667 | PO BOX | CHATTAROY | WV | PRIMARY | 37.7 | -82.26
25235 | STANDARD | CHLOE | WV | PRIMARY | 38.67 | -81.09
26804 | STANDARD | CIRCLEVILLE | WV | PRIMARY | 38.67 | -79.49
26301 | STANDARD | CLARKSBURG | WV | PRIMARY | 39.28 | -80.33
26302 | PO BOX | CLARKSBURG | WV | PRIMARY | 39.28 | -80.33
26306 | UNIQUE | CLARKSBURG | WV | PRIMARY | 39.28 | -80.33
25043 | STANDARD | CLAY | WV | PRIMARY | 38.46 | -81.08
25044 | STANDARD | CLEAR CREEK | WV | PRIMARY | 37.89 | -81.31
24822 | STANDARD | CLEAR FORK | WV | PRIMARY | 37.64 | -81.69
25045 | STANDARD | CLENDENIN | WV | PRIMARY | 38.48 | -81.34
25047 | STANDARD | CLOTHIER | WV | PRIMARY | 37.79 | -81.99
25823 | STANDARD | COAL CITY | WV | PRIMARY | 37.67 | -81.21
24823 | STANDARD | COAL MOUNTAIN | WV | PRIMARY | 37.67 | -81.73
26257 | STANDARD | COALTON | WV | PRIMARY | 38.9 | -80
26566 | PO BOX | COLFAX | WV | PRIMARY | 39.43 | -80.12
25049 | STANDARD | COMFORT | WV | PRIMARY | 38.12 | -81.57
25825 | STANDARD | COOL RIDGE | WV | PRIMARY | 37.64 | -81.12
25614 | PO BOX | CORA | WV | PRIMARY | 37.83 | -82.03
25826 | PO BOX | CORINNE | WV | PRIMARY | 37.57 | -81.35
25051 | STANDARD | COSTA | WV | PRIMARY | 38.15 | -81.71
25239 | STANDARD | COTTAGEVILLE | WV | PRIMARY | 38.85 | -81.81
25264 | STANDARD | MOUNT ALTO | WV | PRIMARY | 38.86 | -81.87
24719 | PO BOX | COVEL | WV | PRIMARY | 37.48 | -81.31
26206 | STANDARD | COWEN | WV | PRIMARY | 38.41 | -80.55
26342 | STANDARD | COXS MILLS | WV | PRIMARY | 39 | -80.86
25827 | STANDARD | CRAB ORCHARD | WV | PRIMARY | 37.74 | -81.23
26205 | STANDARD | CRAIGSVILLE | WV | PRIMARY | 38.32 | -80.64
24931 | STANDARD | CRAWLEY | WV | PRIMARY | 37.94 | -80.61
25669 | STANDARD | CRUM | WV | PRIMARY | 37.94 | -82.44
24826 | PO BOX | CUCUMBER | WV | PRIMARY | 37.28 | -81.61
25510 | STANDARD | CULLODEN | WV | PRIMARY | 38.41 | -82.06
24827 | STANDARD | CYCLONE | WV | PRIMARY | 37.74 | -81.66
26259 | PO BOX | DAILEY | WV | PRIMARY | 38.79 | -79.89
25831 | STANDARD | DANESE | WV | PRIMARY | 37.88 | -80.97
25832 | STANDARD | DANIELS | WV | PRIMARY | 37.72 | -81.12
25053 | STANDARD | DANVILLE | WV | PRIMARY | 38.08 | -81.83
25617 | STANDARD | DAVIN | WV | PRIMARY | 37.71 | -81.78
26260 | STANDARD | DAVIS | WV | PRIMARY | 39.13 | -79.46
26142 | STANDARD | DAVISVILLE | WV | PRIMARY | 39.21 | -81.46
24828 | STANDARD | DAVY | WV | PRIMARY | 37.47 | -81.65
25054 | PO BOX | DAWES | WV | PRIMARY | 38.06 | -81.42
25057 | PO BOX | DEEP WATER | WV | PRIMARY | 38.09 | -81.21
25670 | STANDARD | DELBARTON | WV | PRIMARY | 37.7 | -82.18
26531 | PO BOX | DELLSLOW | WV | PRIMARY | 39.6 | -79.89
26714 | STANDARD | DELRAY | WV | PRIMARY | 39.19 | -78.6
26217 | STANDARD | DIANA | WV | PRIMARY | 38.58 | -80.42
26617 | STANDARD | DILLE | WV | PRIMARY | 38.46 | -80.87
25671 | STANDARD | DINGESS | WV | PRIMARY | 37.87 | -82.18
25059 | STANDARD | DIXIE | WV | PRIMARY | 38.26 | -81.18
25048 | STANDARD | COLCORD | WV | PRIMARY | 37.93 | -81.45
25060 | STANDARD | DOROTHY | WV | PRIMARY | 37.96 | -81.49
26667 | PO BOX | DRENNEN | WV | PRIMARY | 38.24 | -81.01
25061 | PO BOX | DRYBRANCH | WV | PRIMARY | 38.16 | -81.51
25062 | STANDARD | DRY CREEK | WV | PRIMARY | 37.86 | -81.49
26263 | STANDARD | DRYFORK | WV | PRIMARY | 38.94 | -79.43
25063 | STANDARD | DUCK | WV | PRIMARY | 38.56 | -80.97
25064 | STANDARD | DUNBAR | WV | PRIMARY | 38.36 | -81.73
25511 | STANDARD | DUNLOW | WV | PRIMARY | 38.03 | -82.34
24934 | STANDARD | DUNMORE | WV | PRIMARY | 38.35 | -79.82
26264 | STANDARD | DURBIN | WV | PRIMARY | 38.54 | -79.82
25067 | STANDARD | EAST BANK | WV | PRIMARY | 38.21 | -81.44
25512 | STANDARD | EAST LYNN | WV | PRIMARY | 38.19 | -82.32
25836 | PO BOX | ECCLES | WV | PRIMARY | 37.79 | -81.26
24829 | PO BOX | ECKMAN | WV | PRIMARY | 37.4 | -81.46
25672 | STANDARD | EDGARTON | WV | PRIMARY | 37.58 | -82.1
25837 | STANDARD | EDMOND | WV | PRIMARY | 38.05 | -81.03
26716 | STANDARD | EGLON | WV | PRIMARY | 39.29 | -79.51
24830 | STANDARD | ELBERT | WV | PRIMARY | 37.33 | -81.52
25070 | PO BOX | ELEANOR | WV | PRIMARY | 38.53 | -81.93
26143 | STANDARD | ELIZABETH | WV | PRIMARY | 39.06 | -81.39
26717 | STANDARD | ELK GARDEN | WV | PRIMARY | 39.38 | -79.15
24831 | PO BOX | ELKHORN | WV | PRIMARY | 37.35 | -81.45
26241 | STANDARD | ELKINS | WV | PRIMARY | 38.92 | -79.85
25071 | STANDARD | ELKVIEW | WV | PRIMARY | 38.43 | -81.47
26346 | STANDARD | ELLENBORO | WV | PRIMARY | 39.26 | -81.05
26568 | STANDARD | ENTERPRISE | WV | PRIMARY | 39.41 | -80.27
26203 | STANDARD | ERBACON | WV | PRIMARY | 38.54 | -80.56
25075 | STANDARD | ESKDALE | WV | PRIMARY | 38.11 | -81.47
25076 | PO BOX | ETHEL | WV | PRIMARY | 37.86 | -81.87
25241 | STANDARD | EVANS | WV | PRIMARY | 38.8 | -81.8
25839 | STANDARD | FAIRDALE | WV | PRIMARY | 37.78 | -81.39
26554 | STANDARD | FAIRMONT | WV | PRIMARY | 39.48 | -80.14
26555 | PO BOX | FAIRMONT | WV | PRIMARY | 39.48 | -80.14
26570 | STANDARD | FAIRVIEW | WV | PRIMARY | 39.59 | -80.24
25079 | STANDARD | FALLING ROCK | WV | PRIMARY | 38.47 | -81.38
25419 | STANDARD | FALLING WATERS | WV | PRIMARY | 39.55 | -77.89
26571 | STANDARD | FARMINGTON | WV | PRIMARY | 39.51 | -80.25
25840 | STANDARD | FAYETTEVILLE | WV | PRIMARY | 38.05 | -81.1
26202 | STANDARD | FENWICK | WV | PRIMARY | 38.25 | -80.64
26818 | STANDARD | FISHER | WV | PRIMARY | 39.05 | -79
25841 | STANDARD | FLAT TOP | WV | PRIMARY | 37.58 | -81.11
26621 | STANDARD | FLATWOODS | WV | PRIMARY | 38.72 | -80.65
26347 | STANDARD | FLEMINGTON | WV | PRIMARY | 39.26 | -80.12
26348 | STANDARD | FOLSOM | WV | PRIMARY | 39.46 | -80.52
24935 | STANDARD | FOREST HILL | WV | PRIMARY | 37.55 | -80.83
26719 | STANDARD | FORT ASHBY | WV | PRIMARY | 39.49 | -78.76
25514 | STANDARD | FORT GAY | WV | PRIMARY | 38.11 | -82.59
25081 | STANDARD | FOSTER | WV | PRIMARY | 38.09 | -81.77
26572 | PO BOX | FOUR STATES | WV | PRIMARY | 39.47 | -80.29
26623 | STANDARD | FRAMETOWN | WV | PRIMARY | 38.62 | -80.88
24938 | STANDARD | FRANKFORD | WV | PRIMARY | 37.91 | -80.38
26807 | STANDARD | FRANKLIN | WV | PRIMARY | 38.64 | -79.33
25082 | STANDARD | FRAZIERS BOTTOM | WV | PRIMARY | 38.54 | -82.02
26218 | STANDARD | FRENCH CREEK | WV | PRIMARY | 38.83 | -80.25
26219 | PO BOX | FRENCHTON | WV | PRIMARY | 38.83 | -80.25
26146 | STANDARD | FRIENDLY | WV | PRIMARY | 39.51 | -81.06
25083 | STANDARD | GALLAGHER | WV | PRIMARY | 38.17 | -81.38
25515 | STANDARD | GALLIPOLIS FERRY | WV | PRIMARY | 38.76 | -82.11
26349 | PO BOX | GALLOWAY | WV | PRIMARY | 39.22 | -80.13
25243 | STANDARD | GANDEEVILLE | WV | PRIMARY | 38.69 | -81.46
24941 | STANDARD | GAP MILLS | WV | PRIMARY | 37.56 | -80.41
24984 | STANDARD | WAITEVILLE | WV | PRIMARY | 37.48 | -80.43
24836 | PO BOX | GARY | WV | PRIMARY | 37.36 | -81.53
26624 | STANDARD | GASSAWAY | WV | PRIMARY | 38.67 | -80.77
25085 | STANDARD | GAULEY BRIDGE | WV | PRIMARY | 38.16 | -81.2
25115 | STANDARD | KANAWHA FALLS | WV | PRIMARY | 38.11 | -81.15
25244 | STANDARD | GAY | WV | PRIMARY | 38.8 | -81.57
25517 | STANDARD | GENOA | WV | PRIMARY | 38.07 | -82.46
25420 | STANDARD | GERRARDSTOWN | WV | PRIMARY | 39.37 | -78.11
25843 | STANDARD | GHENT | WV | PRIMARY | 37.61 | -81.09
25621 | STANDARD | GILBERT | WV | PRIMARY | 37.61 | -81.86
26671 | STANDARD | GILBOA | WV | PRIMARY | 38.29 | -80.96
25245 | STANDARD | GIVEN | WV | PRIMARY | 38.71 | -81.7
25086 | PO BOX | GLASGOW | WV | PRIMARY | 38.2 | -81.42
25088 | STANDARD | GLEN | WV | PRIMARY | 38.35 | -81.23
25844 | STANDARD | GLEN DANIEL | WV | PRIMARY | 37.77 | -81.33
25090 | PO BOX | GLEN FERRIS | WV | PRIMARY | 38.13 | -81.18
25845 | STANDARD | GLEN FORK | WV | PRIMARY | 37.65 | -81.52
25421 | STANDARD | GLENGARY | WV | PRIMARY | 39.38 | -78.15
25846 | STANDARD | GLEN JEAN | WV | PRIMARY | 37.93 | -81.17
25936 | STANDARD | THURMOND | WV | PRIMARY | 37.96 | -81.08
25848 | STANDARD | GLEN ROGERS | WV | PRIMARY | 37.73 | -81.44
26351 | STANDARD | GLENVILLE | WV | PRIMARY | 38.93 | -80.83
25849 | PO BOX | GLEN WHITE | WV | PRIMARY | 37.74 | -81.26
25520 | STANDARD | GLENWOOD | WV | PRIMARY | 38.54 | -82.14
25093 | STANDARD | GORDON | WV | PRIMARY | 37.99 | -81.68
26720 | STANDARD | GORMANIA | WV | PRIMARY | 39.24 | -79.35
26354 | STANDARD | GRAFTON | WV | PRIMARY | 39.34 | -80.01
26147 | STANDARD | GRANTSVILLE | WV | PRIMARY | 38.92 | -81.09
26574 | PO BOX | GRANT TOWN | WV | PRIMARY | 39.55 | -80.17
26534 | PO BOX | GRANVILLE | WV | PRIMARY | 39.64 | -79.99
25422 | STANDARD | GREAT CACAPON | WV | PRIMARY | 39.62 | -78.29
24915 | STANDARD | ARBOVALE | WV | PRIMARY | 38.45 | -79.75
24944 | STANDARD | GREEN BANK | WV | PRIMARY | 38.39 | -79.78
26722 | STANDARD | GREEN SPRING | WV | PRIMARY | 39.49 | -78.62
24945 | STANDARD | GREENVILLE | WV | PRIMARY | 37.53 | -80.66
25521 | STANDARD | GRIFFITHSVILLE | WV | PRIMARY | 38.24 | -81.99
26361 | PO BOX | GYPSY | WV | PRIMARY | 39.35 | -80.3
26222 | STANDARD | HACKER VALLEY | WV | PRIMARY | 38.67 | -80.39
25423 | PO BOX | HALLTOWN | WV | PRIMARY | 39.31 | -77.76
26269 | STANDARD | HAMBLETON | WV | PRIMARY | 39.08 | -79.64
25523 | STANDARD | HAMLIN | WV | PRIMARY | 38.27 | -82.1
25102 | PO BOX | HANDLEY | WV | PRIMARY | 38.18 | -81.36
24839 | STANDARD | HANOVER | WV | PRIMARY | 37.56 | -81.81
24869 | STANDARD | NORTH SPRING | WV | PRIMARY | 37.52 | -81.79
25103 | STANDARD | HANSFORD | WV | PRIMARY | 38.11 | -81.37
26270 | STANDARD | HARMAN | WV | PRIMARY | 38.92 | -79.52
26296 | PO BOX | WHITMER | WV | PRIMARY | 38.76 | -79.6
25851 | PO BOX | HARPER | WV | PRIMARY | 37.79 | -81.26
25410 | PO BOX | BAKERTON | WV | PRIMARY | 39.36 | -77.76
25425 | STANDARD | HARPERS FERRY | WV | PRIMARY | 39.32 | -77.74
26362 | STANDARD | HARRISVILLE | WV | PRIMARY | 39.21 | -81.04
25247 | PO BOX | HARTFORD | WV | PRIMARY | 38.98 | -81.99
25524 | STANDARD | HARTS | WV | PRIMARY | 38.03 | -82.13
26366 | PO BOX | HAYWOOD | WV | PRIMARY | 39.36 | -80.32
26627 | STANDARD | HEATERS | WV | PRIMARY | 38.75 | -80.65
25427 | STANDARD | HEDGESVILLE | WV | PRIMARY | 39.55 | -77.99
25853 | PO BOX | HELEN | WV | PRIMARY | 37.64 | -81.31
26224 | STANDARD | HELVETIA | WV | PRIMARY | 38.72 | -80.18
25106 | STANDARD | HENDERSON | WV | PRIMARY | 38.83 | -82.13
26271 | STANDARD | HENDRICKS | WV | PRIMARY | 39.07 | -79.63
25624 | PO BOX | HENLAWSON | WV | PRIMARY | 37.89 | -81.96
24843 | PO BOX | HENSLEY | WV | PRIMARY | 37.47 | -81.67
26369 | PO BOX | HEPZIBAH | WV | PRIMARY | 39.31 | -80.36
25107 | STANDARD | HERNSHAW | WV | PRIMARY | 38.2 | -81.61
25108 | STANDARD | HEWETT | WV | PRIMARY | 37.96 | -81.85
24729 | PO BOX | HIAWATHA | WV | PRIMARY | 37.45 | -81.23
25854 | STANDARD | HICO | WV | PRIMARY | 38.11 | -80.94
26808 | STANDARD | HIGH VIEW | WV | PRIMARY | 39.23 | -78.4
24946 | STANDARD | HILLSBORO | WV | PRIMARY | 38.13 | -80.21
25855 | PO BOX | HILLTOP | WV | PRIMARY | 37.97 | -81.09
25951 | STANDARD | HINTON | WV | PRIMARY | 37.66 | -80.88
25625 | STANDARD | HOLDEN | WV | PRIMARY | 37.81 | -82.06
25109 | PO BOX | HOMETOWN | WV | PRIMARY | 38.56 | -81.87
26372 | STANDARD | HORNER | WV | PRIMARY | 38.95 | -80.36
25110 | PO BOX | HUGHESTON | WV | PRIMARY | 38.36 | -81.33
26575 | STANDARD | HUNDRED | WV | PRIMARY | 39.68 | -80.45
25701 | STANDARD | HUNTINGTON | WV | PRIMARY | 38.41 | -82.43
25702 | STANDARD | HUNTINGTON | WV | PRIMARY | 38.41 | -82.43
25703 | STANDARD | HUNTINGTON | WV | PRIMARY | 38.41 | -82.43
25704 | STANDARD | HUNTINGTON | WV | PRIMARY | 38.41 | -82.43
25705 | STANDARD | HUNTINGTON | WV | PRIMARY | 38.41 | -82.43
25706 | PO BOX | HUNTINGTON | WV | PRIMARY | 38.41 | -82.43
25707 | PO BOX | HUNTINGTON | WV | PRIMARY | 38.41 | -82.43
25708 | PO BOX | HUNTINGTON | WV | PRIMARY | 38.41 | -82.43
25709 | PO BOX | HUNTINGTON | WV | PRIMARY | 38.41 | -82.43
25710 | PO BOX | HUNTINGTON | WV | PRIMARY | 38.41 | -82.43
25711 | PO BOX | HUNTINGTON | WV | PRIMARY | 38.41 | -82.43
25712 | PO BOX | HUNTINGTON | WV | PRIMARY | 38.41 | -82.43
25713 | PO BOX | HUNTINGTON | WV | PRIMARY | 38.41 | -82.43
25714 | PO BOX | HUNTINGTON | WV | PRIMARY | 38.41 | -82.43
25715 | PO BOX | HUNTINGTON | WV | PRIMARY | 38.41 | -82.43
25716 | PO BOX | HUNTINGTON | WV | PRIMARY | 38.41 | -82.43
25717 | PO BOX | HUNTINGTON | WV | PRIMARY | 38.41 | -82.43
25718 | PO BOX | HUNTINGTON | WV | PRIMARY | 38.41 | -82.43
25719 | PO BOX | HUNTINGTON | WV | PRIMARY | 38.41 | -82.43
25720 | PO BOX | HUNTINGTON | WV | PRIMARY | 38.41 | -82.43
25721 | PO BOX | HUNTINGTON | WV | PRIMARY | 38.41 | -82.43
25722 | PO BOX | HUNTINGTON | WV | PRIMARY | 38.41 | -82.43
25723 | PO BOX | HUNTINGTON | WV | PRIMARY | 38.41 | -82.43
25724 | PO BOX | HUNTINGTON | WV | PRIMARY | 38.41 | -82.43
25725 | PO BOX | HUNTINGTON | WV | PRIMARY | 38.41 | -82.43
25726 | PO BOX | HUNTINGTON | WV | PRIMARY | 38.41 | -82.43
25727 | PO BOX | HUNTINGTON | WV | PRIMARY | 38.41 | -82.43
25728 | PO BOX | HUNTINGTON | WV | PRIMARY | 38.41 | -82.43
25729 | PO BOX | HUNTINGTON | WV | PRIMARY | 38.41 | -82.43
25755 | UNIQUE | HUNTINGTON | WV | PRIMARY | 38.41 | -82.43
25770 | PO BOX | HUNTINGTON | WV | PRIMARY | 38.41 | -82.43
25771 | PO BOX | HUNTINGTON | WV | PRIMARY | 38.41 | -82.43
25772 | PO BOX | HUNTINGTON | WV | PRIMARY | 38.41 | -82.43
25773 | PO BOX | HUNTINGTON | WV | PRIMARY | 38.41 | -82.43
25774 | PO BOX | HUNTINGTON | WV | PRIMARY | 38.41 | -82.43
25775 | PO BOX | HUNTINGTON | WV | PRIMARY | 38.41 | -82.43
25776 | PO BOX | HUNTINGTON | WV | PRIMARY | 38.41 | -82.43
25777 | PO BOX | HUNTINGTON | WV | PRIMARY | 38.41 | -82.43
25778 | PO BOX | HUNTINGTON | WV | PRIMARY | 38.41 | -82.43
25779 | PO BOX | HUNTINGTON | WV | PRIMARY | 38.41 | -82.43
25526 | STANDARD | HURRICANE | WV | PRIMARY | 38.43 | -82.01
26273 | STANDARD | HUTTONSVILLE | WV | PRIMARY | 38.71 | -79.97
24844 | STANDARD | IAEGER | WV | PRIMARY | 37.46 | -81.81
26576 | PO BOX | IDAMAY | WV | PRIMARY | 39.49 | -80.23
24845 | PO BOX | IKES FORK | WV | PRIMARY | 37.53 | -81.79
25111 | STANDARD | INDORE | WV | PRIMARY | 38.35 | -81.16
25112 | PO BOX | INSTITUTE | WV | PRIMARY | 38.38 | -81.76
25428 | STANDARD | INWOOD | WV | PRIMARY | 39.35 | -78.05
26376 | STANDARD | IRELAND | WV | PRIMARY | 38.75 | -80.47
24847 | PO BOX | ITMANN | WV | PRIMARY | 37.55 | -81.4
25113 | STANDARD | IVYDALE | WV | PRIMARY | 38.52 | -81.02
26377 | STANDARD | JACKSONBURG | WV | PRIMARY | 39.53 | -80.65
26378 | STANDARD | JANE LEW | WV | PRIMARY | 39.1 | -80.4
25114 | STANDARD | JEFFREY | WV | PRIMARY | 37.94 | -81.78
24848 | PO BOX | JENKINJONES | WV | PRIMARY | 37.28 | -81.43
24849 | STANDARD | JESSE | WV | PRIMARY | 37.66 | -81.55
24850 | STANDARD | JOLO | WV | PRIMARY | 37.33 | -81.83
25857 | STANDARD | JOSEPHINE | WV | PRIMARY | 37.62 | -81.21
25529 | STANDARD | JULIAN | WV | PRIMARY | 38.13 | -81.86
25969 | STANDARD | JUMPING BRANCH | WV | PRIMARY | 37.65 | -80.98
26275 | PO BOX | JUNIOR | WV | PRIMARY | 38.97 | -79.95
24851 | PO BOX | JUSTICE | WV | PRIMARY | 37.59 | -81.84
26228 | STANDARD | KANAWHA HEAD | WV | PRIMARY | 38.76 | -80.37
25430 | STANDARD | KEARNEYSVILLE | WV | PRIMARY | 39.38 | -77.88
24731 | STANDARD | KEGLEY | WV | PRIMARY | 37.4 | -81.13
24732 | PO BOX | KELLYSVILLE | WV | PRIMARY | 37.34 | -80.9
25231 | STANDARD | ADVENT | WV | PRIMARY | 38.62 | -81.56
25248 | STANDARD | KENNA | WV | PRIMARY | 38.67 | -81.66
25530 | STANDARD | KENOVA | WV | PRIMARY | 38.4 | -82.58
26276 | STANDARD | KERENS | WV | PRIMARY | 39.02 | -79.75
25674 | STANDARD | KERMIT | WV | PRIMARY | 37.83 | -82.4
26675 | PO BOX | KESLERS CROSS LANES | WV | PRIMARY | 38.24 | -80.94
26726 | STANDARD | KEYSER | WV | PRIMARY | 39.43 | -78.98
25534 | STANDARD | KIAHSVILLE | WV | PRIMARY | 38.06 | -82.26
24853 | PO BOX | KIMBALL | WV | PRIMARY | 37.42 | -81.5
25118 | STANDARD | KIMBERLY | WV | PRIMARY | 38.12 | -81.32
25119 | STANDARD | KINCAID | WV | PRIMARY | 38.02 | -81.26
25152 | PO BOX | PAGE | WV | PRIMARY | 38.05 | -81.23
26578 | PO BOX | KINGMONT | WV | PRIMARY | 39.45 | -80.15
26519 | STANDARD | ALBRIGHT | WV | PRIMARY | 39.49 | -79.63
26537 | STANDARD | KINGWOOD | WV | PRIMARY | 39.47 | -79.68
25628 | PO BOX | KISTLER | WV | PRIMARY | 37.76 | -81.85
24855 | PO BOX | KYLE | WV | PRIMARY | 37.4 | -81.42
26731 | STANDARD | LAHMANSVILLE | WV | PRIMARY | 39.12 | -79.08
25121 | STANDARD | LAKE | WV | PRIMARY | 37.94 | -81.93
25860 | PO BOX | LANARK | WV | PRIMARY | 37.81 | -81.12
25862 | STANDARD | LANSING | WV | PRIMARY | 38.1 | -81.03
24714 | STANDARD | BEESON | WV | PRIMARY | 37.49 | -81.18
24733 | STANDARD | LASHMEET | WV | PRIMARY | 37.44 | -81.21
25535 | STANDARD | LAVALETTE | WV | PRIMARY | 38.32 | -82.41
25864 | STANDARD | LAYLAND | WV | PRIMARY | 37.87 | -80.99
25251 | STANDARD | LEFT HAND | WV | PRIMARY | 38.61 | -81.24
26676 | STANDARD | LEIVASY | WV | PRIMARY | 38.12 | -80.73
25676 | STANDARD | LENORE | WV | PRIMARY | 37.8 | -82.27
25123 | STANDARD | LEON | WV | PRIMARY | 38.74 | -81.95
25971 | STANDARD | LERONA | WV | PRIMARY | 37.5 | -80.98
25252 | STANDARD | LE ROY | WV | PRIMARY | 38.95 | -81.57
25537 | STANDARD | LESAGE | WV | PRIMARY | 38.48 | -82.3
25972 | PO BOX | LESLIE | WV | PRIMARY | 38.03 | -80.74
25865 | STANDARD | LESTER | WV | PRIMARY | 37.73 | -81.3
25253 | STANDARD | LETART | WV | PRIMARY | 38.88 | -81.97
24901 | STANDARD | LEWISBURG | WV | PRIMARY | 37.8 | -80.43
24902 | PO BOX | FAIRLEA | WV | PRIMARY | 37.77 | -80.45
25124 | STANDARD | LIBERTY | WV | PRIMARY | 38.63 | -81.76
24951 | STANDARD | LINDSIDE | WV | PRIMARY | 37.45 | -80.66
26384 | STANDARD | LINN | WV | PRIMARY | 38.96 | -80.71
26629 | STANDARD | LITTLE BIRCH | WV | PRIMARY | 38.57 | -80.7
26581 | STANDARD | LITTLETON | WV | PRIMARY | 39.69 | -80.51
25125 | STANDARD | LIZEMORES | WV | PRIMARY | 38.33 | -81.16
25866 | PO BOX | LOCHGELLY | WV | PRIMARY | 38.03 | -81.07
25601 | STANDARD | LOGAN | WV | PRIMARY | 37.84 | -81.98
25612 | STANDARD | CHAUNCEY | WV | PRIMARY | 37.76 | -81.96
25654 | STANDARD | YOLYN | WV | PRIMARY | 37.86 | -81.86
25126 | PO BOX | LONDON | WV | PRIMARY | 38.36 | -81.33
25868 | STANDARD | LOOKOUT | WV | PRIMARY | 38.05 | -80.89
25259 | STANDARD | LOONEYVILLE | WV | PRIMARY | 38.66 | -81.29
25630 | PO BOX | LORADO | WV | PRIMARY | 37.79 | -81.7
26229 | PO BOX | LORENTZ | WV | PRIMARY | 38.99 | -80.29
26810 | STANDARD | LOST CITY | WV | PRIMARY | 38.92 | -78.83
26385 | STANDARD | LOST CREEK | WV | PRIMARY | 39.15 | -80.35
26386 | STANDARD | LUMBERPORT | WV | PRIMARY | 39.37 | -80.34
25632 | STANDARD | LYBURN | WV | PRIMARY | 37.74 | -81.93
24857 | PO BOX | LYNCO | WV | PRIMARY | 37.7 | -81.67
25875 | PO BOX | MC GRAWS | WV | PRIMARY | 37.67 | -81.44
25876 | STANDARD | SAULSVILLE | WV | PRIMARY | 37.63 | -81.44
26278 | STANDARD | MABIE | WV | PRIMARY | 38.81 | -80.03
25871 | PO BOX | MABSCOTT | WV | PRIMARY | 37.76 | -81.21
25873 | PO BOX | MAC ARTHUR | WV | PRIMARY | 37.75 | -81.21
26138 | STANDARD | BROHARD | WV | PRIMARY | 39.02 | -81.19
26148 | STANDARD | MACFARLAN | WV | PRIMARY | 39.07 | -81.18
26152 | STANDARD | MUNDAY | WV | PRIMARY | 39 | -81.22
25130 | STANDARD | MADISON | WV | PRIMARY | 38.05 | -81.8
26541 | STANDARD | MAIDSVILLE | WV | PRIMARY | 39.7 | -79.99
25634 | PO BOX | MALLORY | WV | PRIMARY | 37.73 | -81.81
25132 | STANDARD | MAMMOTH | WV | PRIMARY | 38.25 | -81.37
25635 | STANDARD | MAN | WV | PRIMARY | 37.74 | -81.87
26582 | STANDARD | MANNINGTON | WV | PRIMARY | 39.52 | -80.34
24954 | STANDARD | MARLINTON | WV | PRIMARY | 38.22 | -80.08
25401 | STANDARD | MARTINSBURG | WV | PRIMARY | 39.46 | -77.96
25402 | PO BOX | MARTINSBURG | WV | PRIMARY | 39.46 | -77.96
25403 | STANDARD | MARTINSBURG | WV | PRIMARY | 39.46 | -77.96
25404 | STANDARD | MARTINSBURG | WV | PRIMARY | 39.46 | -77.96
25405 | STANDARD | MARTINSBURG | WV | PRIMARY | 39.46 | -77.96
25260 | STANDARD | MASON | WV | PRIMARY | 39.01 | -82.02
26542 | STANDARD | MASONTOWN | WV | PRIMARY | 39.55 | -79.8
25678 | STANDARD | MATEWAN | WV | PRIMARY | 37.62 | -82.16
24860 | STANDARD | MATHENY | WV | PRIMARY | 37.68 | -81.59
26812 | STANDARD | MATHIAS | WV | PRIMARY | 38.87 | -78.86
24736 | STANDARD | MATOAKA | WV | PRIMARY | 37.41 | -81.24
24957 | STANDARD | MAXWELTON | WV | PRIMARY | 37.86 | -80.41
24861 | PO BOX | MAYBEURY | WV | PRIMARY | 37.37 | -81.35
25133 | STANDARD | MAYSEL | WV | PRIMARY | 38.48 | -81.12
26833 | STANDARD | MAYSVILLE | WV | PRIMARY | 39.11 | -79.16
25966 | PO BOX | GREEN SULPHUR SPRINGS | WV | PRIMARY | 37.79 | -80.83
25976 | STANDARD | MEADOW BRIDGE | WV | PRIMARY | 37.86 | -80.85
26404 | STANDARD | MEADOWBROOK | WV | PRIMARY | 39.33 | -80.32
25977 | STANDARD | MEADOW CREEK | WV | PRIMARY | 37.8 | -80.91
26585 | STANDARD | METZ | WV | PRIMARY | 39.61 | -80.43
25134 | PO BOX | MIAMI | WV | PRIMARY | 38.06 | -81.42
26149 | STANDARD | MIDDLEBOURNE | WV | PRIMARY | 39.49 | -80.9
25540 | STANDARD | MIDKIFF | WV | PRIMARY | 38.14 | -82.13
25878 | PO BOX | MIDWAY | WV | PRIMARY | 37.69 | -81.25
26280 | STANDARD | MILL CREEK | WV | PRIMARY | 38.73 | -79.97
25261 | STANDARD | MILLSTONE | WV | PRIMARY | 38.85 | -81.07
25432 | STANDARD | MILLVILLE | WV | PRIMARY | 39.29 | -77.78
25262 | STANDARD | MILLWOOD | WV | PRIMARY | 38.9 | -81.81
25541 | STANDARD | MILTON | WV | PRIMARY | 38.43 | -82.13
25879 | PO BOX | MINDEN | WV | PRIMARY | 37.99 | -81.08
26120 | UNIQUE | MINERAL WELLS | WV | PRIMARY | 39.17 | -81.53
26121 | UNIQUE | MINERAL WELLS | WV | PRIMARY | 39.17 | -81.53
26150 | STANDARD | MINERAL WELLS | WV | PRIMARY | 39.17 | -81.53
26405 | STANDARD | MOATSVILLE | WV | PRIMARY | 39.22 | -79.9
26586 | PO BOX | MONTANA MINES | WV | PRIMARY | 39.51 | -80.1
24737 | PO BOX | MONTCALM | WV | PRIMARY | 37.35 | -81.25
25136 | STANDARD | MONTGOMERY | WV | PRIMARY | 38.17 | -81.31
26283 | STANDARD | MONTROSE | WV | PRIMARY | 39.06 | -79.81
26836 | STANDARD | MOOREFIELD | WV | PRIMARY | 39.06 | -78.96
26838 | STANDARD | MILAM | WV | PRIMARY | 38.81 | -79.09
26501 | STANDARD | MORGANTOWN | WV | PRIMARY | 39.63 | -79.94
26502 | PO BOX | MORGANTOWN | WV | PRIMARY | 39.63 | -79.94
26504 | PO BOX | MORGANTOWN | WV | PRIMARY | 39.63 | -79.94
26505 | STANDARD | MORGANTOWN | WV | PRIMARY | 39.63 | -79.94
26506 | STANDARD | MORGANTOWN | WV | PRIMARY | 39.63 | -79.94
26507 | PO BOX | MORGANTOWN | WV | PRIMARY | 39.63 | -79.94
26508 | STANDARD | MORGANTOWN | WV | PRIMARY | 39.63 | -79.94
25139 | STANDARD | MOUNT CARBON | WV | PRIMARY | 38.14 | -81.32
26408 | STANDARD | MOUNT CLARE | WV | PRIMARY | 39.2 | -80.26
25637 | PO BOX | MOUNT GAY | WV | PRIMARY | 37.85 | -82.04
25880 | STANDARD | MOUNT HOPE | WV | PRIMARY | 37.89 | -81.17
26678 | STANDARD | MOUNT LOOKOUT | WV | PRIMARY | 38.17 | -80.9
26679 | STANDARD | MOUNT NEBO | WV | PRIMARY | 38.19 | -80.8
26684 | STANDARD | POOL | WV | PRIMARY | 38.14 | -80.88
26739 | STANDARD | MOUNT STORM | WV | PRIMARY | 39.27 | -79.24
26151 | STANDARD | MOUNT ZION | WV | PRIMARY | 38.89 | -81.12
25870 | STANDARD | MABEN | WV | PRIMARY | 37.66 | -81.39
25882 | STANDARD | MULLENS | WV | PRIMARY | 37.57 | -81.38
26680 | STANDARD | NALLEN | WV | PRIMARY | 38.1 | -80.88
25140 | STANDARD | NAOMA | WV | PRIMARY | 37.89 | -81.52
26631 | STANDARD | NAPIER | WV | PRIMARY | 38.77 | -80.57
25685 | PO BOX | NAUGATUCK | WV | PRIMARY | 37.8 | -82.33
25141 | STANDARD | NEBO | WV | PRIMARY | 38.62 | -81.02
25009 | STANDARD | ASHFORD | WV | PRIMARY | 38.19 | -81.71
25142 | STANDARD | NELLIS | WV | PRIMARY | 38.15 | -81.73
24738 | PO BOX | NEMOURS | WV | PRIMARY | 37.29 | -81.28
24751 | PO BOX | WOLFE | WV | PRIMARY | 37.29 | -81.22
26681 | STANDARD | NETTIE | WV | PRIMARY | 38.19 | -80.67
26374 | STANDARD | INDEPENDENCE | WV | PRIMARY | 39.44 | -79.88
26410 | STANDARD | NEWBURG | WV | PRIMARY | 39.38 | -79.85
26743 | STANDARD | NEW CREEK | WV | PRIMARY | 39.37 | -79.02
24866 | PO BOX | NEWHALL | WV | PRIMARY | 37.26 | -81.6
25265 | PO BOX | NEW HAVEN | WV | PRIMARY | 38.98 | -81.96
26155 | STANDARD | NEW MARTINSVILLE | WV | PRIMARY | 39.66 | -80.85
26162 | STANDARD | PORTERS FALLS | WV | PRIMARY | 39.57 | -80.76
26411 | STANDARD | NEW MILTON | WV | PRIMARY | 39.17 | -80.71
24867 | PO BOX | NEW RICHMOND | WV | PRIMARY | 37.54 | -81.47
25266 | STANDARD | NEWTON | WV | PRIMARY | 38.59 | -81.15
25686 | PO BOX | NEWTOWN | WV | PRIMARY | 37.63 | -82.06
25978 | STANDARD | NIMITZ | WV | PRIMARY | 37.62 | -80.93
25143 | STANDARD | NITRO | WV | PRIMARY | 38.41 | -81.83
25267 | STANDARD | NORMANTOWN | WV | PRIMARY | 38.89 | -80.95
24868 | STANDARD | NORTHFORK | WV | PRIMARY | 37.41 | -81.42
25688 | PO BOX | NORTH MATEWAN | WV | PRIMARY | 37.62 | -82.1
26285 | PO BOX | NORTON | WV | PRIMARY | 38.94 | -79.94
25901 | STANDARD | OAK HILL | WV | PRIMARY | 37.98 | -81.14
24854 | PO BOX | KOPPERSTON | WV | PRIMARY | 37.74 | -81.55
24870 | STANDARD | OCEANA | WV | PRIMARY | 37.69 | -81.63
25902 | STANDARD | ODD | WV | PRIMARY | 37.56 | -81.23
26845 | STANDARD | OLD FIELDS | WV | PRIMARY | 39.14 | -78.95
25638 | STANDARD | OMAR | WV | PRIMARY | 37.72 | -82.01
25545 | STANDARD | ONA | WV | PRIMARY | 38.48 | -82.22
26886 | PO BOX | ONEGO | WV | PRIMARY | 38.81 | -79.47
25148 | STANDARD | ORGAS | WV | PRIMARY | 38.06 | -81.56
26412 | STANDARD | ORLANDO | WV | PRIMARY | 38.89 | -80.56
25268 | STANDARD | ORMA | WV | PRIMARY | 38.74 | -81.09
26543 | PO BOX | OSAGE | WV | PRIMARY | 39.65 | -80
25149 | PO BOX | OTTAWA | WV | PRIMARY | 37.96 | -81.82
26159 | STANDARD | PADEN CITY | WV | PRIMARY | 39.6 | -80.93
24871 | PO BOX | PAGETON | WV | PRIMARY | 37.33 | -81.46
26160 | STANDARD | PALESTINE | WV | PRIMARY | 38.96 | -81.42
24846 | STANDARD | ISABAN | WV | PRIMARY | 37.53 | -81.85
24862 | STANDARD | MOHAWK | WV | PRIMARY | 37.49 | -81.9
24872 | STANDARD | PANTHER | WV | PRIMARY | 37.49 | -81.88
26101 | STANDARD | PARKERSBURG | WV | PRIMARY | 39.26 | -81.54
26102 | PO BOX | PARKERSBURG | WV | PRIMARY | 39.26 | -81.54
26103 | PO BOX | PARKERSBURG | WV | PRIMARY | 39.26 | -81.54
26104 | STANDARD | PARKERSBURG | WV | PRIMARY | 39.26 | -81.54
26105 | STANDARD | VIENNA | WV | PRIMARY | 39.32 | -81.53
26106 | UNIQUE | PARKERSBURG | WV | PRIMARY | 39.26 | -81.54
26287 | STANDARD | PARSONS | WV | PRIMARY | 39.09 | -79.67
25431 | STANDARD | LEVELS | WV | PRIMARY | 39.48 | -78.55
25434 | STANDARD | PAW PAW | WV | PRIMARY | 39.53 | -78.45
25904 | PO BOX | PAX | WV | PRIMARY | 37.9 | -81.26
24873 | STANDARD | PAYNESVILLE | WV | PRIMARY | 37.36 | -81.66
25639 | PO BOX | PEACH CREEK | WV | PRIMARY | 37.87 | -81.96
25547 | STANDARD | PECKS MILL | WV | PRIMARY | 37.92 | -81.95
24962 | STANDARD | PENCE SPRINGS | WV | PRIMARY | 37.67 | -80.7
26415 | STANDARD | PENNSBORO | WV | PRIMARY | 39.28 | -80.97
26544 | PO BOX | PENTRESS | WV | PRIMARY | 39.69 | -80.18
26847 | STANDARD | PETERSBURG | WV | PRIMARY | 38.99 | -79.12
24963 | STANDARD | PETERSTOWN | WV | PRIMARY | 37.39 | -80.79
25154 | STANDARD | PEYTONA | WV | PRIMARY | 38.12 | -81.7
26416 | STANDARD | PHILIPPI | WV | PRIMARY | 39.15 | -80.04
26230 | STANDARD | PICKENS | WV | PRIMARY | 38.65 | -80.19
26750 | STANDARD | PIEDMONT | WV | PRIMARY | 39.47 | -79.04
25156 | PO BOX | PINCH | WV | PRIMARY | 38.4 | -81.47
26419 | STANDARD | PINE GROVE | WV | PRIMARY | 39.56 | -80.68
24859 | PO BOX | MARIANNA | WV | PRIMARY | 37.61 | -81.57
24874 | STANDARD | PINEVILLE | WV | PRIMARY | 37.58 | -81.53
25906 | PO BOX | PINEY VIEW | WV | PRIMARY | 37.84 | -81.13
25979 | STANDARD | PIPESTEM | WV | PRIMARY | 37.53 | -80.96
25159 | STANDARD | POCA | WV | PRIMARY | 38.47 | -81.81
25550 | STANDARD | POINT PLEASANT | WV | PRIMARY | 38.85 | -82.13
25437 | STANDARD | POINTS | WV | PRIMARY | 39.44 | -78.61
25160 | STANDARD | POND GAP | WV | PRIMARY | 38.28 | -81.28
25161 | STANDARD | POWELLTON | WV | PRIMARY | 38.09 | -81.31
25162 | PO BOX | PRATT | WV | PRIMARY | 38.2 | -81.38
24878 | PO BOX | PREMIER | WV | PRIMARY | 37.43 | -81.63
25555 | STANDARD | PRICHARD | WV | PRIMARY | 38.21 | -82.56
25907 | PO BOX | PRINCE | WV | PRIMARY | 37.87 | -81.03
24739 | STANDARD | PRINCETON | WV | PRIMARY | 37.33 | -80.96
24740 | STANDARD | PRINCETON | WV | PRIMARY | 37.36 | -81.1
25908 | STANDARD | PRINCEWICK | WV | PRIMARY | 37.65 | -81.23
25164 | STANDARD | PROCIOUS | WV | PRIMARY | 38.47 | -81.22
25909 | PO BOX | PROSPERITY | WV | PRIMARY | 37.83 | -81.2
26327 | STANDARD | BEREA | WV | PRIMARY | 39.13 | -80.92
26421 | STANDARD | PULLMAN | WV | PRIMARY | 39.18 | -80.94
26852 | STANDARD | PURGITSVILLE | WV | PRIMARY | 39.23 | -78.92
26546 | STANDARD | PURSGLOVE | WV | PRIMARY | 39.7 | -80.06
25981 | STANDARD | QUINWOOD | WV | PRIMARY | 38.05 | -80.7
26587 | STANDARD | RACHEL | WV | PRIMARY | 39.52 | -80.29
25165 | STANDARD | RACINE | WV | PRIMARY | 38.16 | -81.65
25690 | PO BOX | RAGLAND | WV | PRIMARY | 37.7 | -82.11
25962 | STANDARD | RAINELLE | WV | PRIMARY | 37.96 | -80.77
25911 | PO BOX | RALEIGH | WV | PRIMARY | 37.75 | -81.16
25557 | STANDARD | RANGER | WV | PRIMARY | 38.13 | -82.19
25438 | STANDARD | RANSON | WV | PRIMARY | 39.29 | -77.86
25913 | STANDARD | RAVENCLIFF | WV | PRIMARY | 37.69 | -81.49
26164 | STANDARD | RAVENSWOOD | WV | PRIMARY | 38.95 | -81.76
25691 | PO BOX | RAWL | WV | PRIMARY | 37.65 | -82.2
24879 | STANDARD | RAYSAL | WV | PRIMARY | 37.34 | -81.76
26167 | STANDARD | READER | WV | PRIMARY | 39.57 | -80.74
26289 | STANDARD | RED CREEK | WV | PRIMARY | 39 | -79.5
25168 | STANDARD | RED HOUSE | WV | PRIMARY | 38.55 | -81.89
25692 | PO BOX | RED JACKET | WV | PRIMARY | 37.64 | -82.13
26547 | STANDARD | REEDSVILLE | WV | PRIMARY | 39.51 | -79.8
25270 | STANDARD | REEDY | WV | PRIMARY | 38.89 | -81.42
24966 | STANDARD | RENICK | WV | PRIMARY | 37.98 | -80.36
26422 | PO BOX | REYNOLDSVILLE | WV | PRIMARY | 39.27 | -80.41
25915 | STANDARD | RHODELL | WV | PRIMARY | 37.6 | -81.3
26261 | STANDARD | RICHWOOD | WV | PRIMARY | 38.22 | -80.53
26753 | STANDARD | RIDGELEY | WV | PRIMARY | 39.64 | -78.77
25169 | STANDARD | RIDGEVIEW | WV | PRIMARY | 38.15 | -81.78
26755 | STANDARD | RIO | WV | PRIMARY | 39.13 | -78.67
25271 | STANDARD | RIPLEY | WV | PRIMARY | 38.82 | -81.7
25441 | PO BOX | RIPPON | WV | PRIMARY | 39.22 | -77.9
26814 | STANDARD | RIVERTON | WV | PRIMARY | 38.74 | -79.43
26560 | STANDARD | BAXTER | WV | PRIMARY | 39.53 | -80.14
26588 | STANDARD | RIVESVILLE | WV | PRIMARY | 39.53 | -80.12
25173 | STANDARD | ROBSON | WV | PRIMARY | 38.09 | -81.24
24747 | STANDARD | ROCK | WV | PRIMARY | 37.38 | -81.23
26215 | STANDARD | CLEVELAND | WV | PRIMARY | 38.83 | -80.34
26234 | STANDARD | ROCK CAVE | WV | PRIMARY | 38.83 | -80.34
26236 | STANDARD | SELBYVILLE | WV | PRIMARY | 38.71 | -80.3
25174 | STANDARD | ROCK CREEK | WV | PRIMARY | 37.83 | -81.48
26169 | STANDARD | ROCKPORT | WV | PRIMARY | 39.07 | -81.57
24880 | STANDARD | ROCK VIEW | WV | PRIMARY | 37.64 | -81.51
24881 | PO BOX | RODERFIELD | WV | PRIMARY | 37.46 | -81.67
26757 | STANDARD | ROMNEY | WV | PRIMARY | 39.34 | -78.75
24970 | STANDARD | RONCEVERTE | WV | PRIMARY | 37.74 | -80.47
26636 | STANDARD | ROSEDALE | WV | PRIMARY | 38.78 | -80.89
26424 | PO BOX | ROSEMONT | WV | PRIMARY | 39.28 | -80.16
26425 | STANDARD | ROWLESBURG | WV | PRIMARY | 39.34 | -79.67
25984 | STANDARD | RUPERT | WV | PRIMARY | 37.96 | -80.68
25916 | PO BOX | SABINE | WV | PRIMARY | 37.67 | -81.49
25177 | STANDARD | SAINT ALBANS | WV | PRIMARY | 38.37 | -81.81
26170 | STANDARD | SAINT MARYS | WV | PRIMARY | 39.4 | -81.19
26426 | STANDARD | SALEM | WV | PRIMARY | 39.28 | -80.56
25559 | STANDARD | SALT ROCK | WV | PRIMARY | 38.32 | -82.24
26430 | STANDARD | SAND FORK | WV | PRIMARY | 38.91 | -80.74
25985 | STANDARD | SANDSTONE | WV | PRIMARY | 37.76 | -80.88
25275 | STANDARD | SANDYVILLE | WV | PRIMARY | 38.9 | -81.64
25644 | PO BOX | SARAH ANN | WV | PRIMARY | 37.69 | -81.95
25833 | PO BOX | DOTHAN | WV | PRIMARY | 37.99 | -81.21
25917 | STANDARD | SCARBRO | WV | PRIMARY | 37.95 | -81.24
25560 | STANDARD | SCOTT DEPOT | WV | PRIMARY | 38.44 | -81.89
24974 | STANDARD | SECONDCREEK | WV | PRIMARY | 37.66 | -80.4
26884 | STANDARD | SENECA ROCKS | WV | PRIMARY | 38.83 | -79.37
25181 | STANDARD | SETH | WV | PRIMARY | 38.09 | -81.64
25918 | STANDARD | SHADY SPRING | WV | PRIMARY | 37.7 | -81.09
26761 | STANDARD | SHANKS | WV | PRIMARY | 39.26 | -78.7
25183 | PO BOX | SHARPLES | WV | PRIMARY | 37.89 | -81.82
25442 | STANDARD | SHENANDOAH JUNCTION | WV | PRIMARY | 39.35 | -77.84
25443 | STANDARD | SHEPHERDSTOWN | WV | PRIMARY | 39.43 | -77.8
26431 | STANDARD | SHINNSTON | WV | PRIMARY | 39.39 | -80.29
26434 | PO BOX | SHIRLEY | WV | PRIMARY | 39.4 | -80.78
25562 | PO BOX | SHOALS | WV | PRIMARY | 38.32 | -82.53
26638 | STANDARD | SHOCK | WV | PRIMARY | 38.76 | -80.99
24882 | STANDARD | SIMON | WV | PRIMARY | 37.61 | -81.76
26435 | PO BOX | SIMPSON | WV | PRIMARY | 39.28 | -80.06
24976 | STANDARD | SINKS GROVE | WV | PRIMARY | 37.66 | -80.52
26175 | STANDARD | SISTERSVILLE | WV | PRIMARY | 39.55 | -80.99
25919 | PO BOX | SKELTON | WV | PRIMARY | 37.8 | -81.19
25920 | STANDARD | SLAB FORK | WV | PRIMARY | 37.68 | -81.28
25444 | STANDARD | SLANESVILLE | WV | PRIMARY | 39.37 | -78.52
26209 | PO BOX | SNOWSHOE | WV | PRIMARY | 38.4 | -79.99
26291 | STANDARD | SLATYFORK | WV | PRIMARY | 38.38 | -80.06
26436 | PO BOX | SMITHBURG | WV | PRIMARY | 39.29 | -80.71
25185 | UNIQUE | MOUNT OLIVE | WV | PRIMARY | 38.09 | -81.26
25186 | PO BOX | SMITHERS | WV | PRIMARY | 38.17 | -81.3
26437 | STANDARD | SMITHFIELD | WV | PRIMARY | 39.49 | -80.56
26178 | STANDARD | SMITHVILLE | WV | PRIMARY | 39.06 | -81.06
24977 | STANDARD | SMOOT | WV | PRIMARY | 37.86 | -80.66
25564 | STANDARD | SOD | WV | PRIMARY | 38.26 | -81.88
25921 | PO BOX | SOPHIA | WV | PRIMARY | 37.7 | -81.25
25187 | STANDARD | SOUTHSIDE | WV | PRIMARY | 38.7 | -81.99
25922 | STANDARD | SPANISHBURG | WV | PRIMARY | 37.45 | -81.11
26438 | PO BOX | SPELTER | WV | PRIMARY | 39.33 | -80.3
25276 | STANDARD | SPENCER | WV | PRIMARY | 38.8 | -81.35
25986 | PO BOX | SPRING DALE | WV | PRIMARY | 37.87 | -80.81
26763 | STANDARD | SPRINGFIELD | WV | PRIMARY | 39.45 | -78.69
25565 | STANDARD | SPURLOCKVILLE | WV | PRIMARY | 38.07 | -81.99
24884 | STANDARD | SQUIRE | WV | PRIMARY | 37.26 | -81.56
25927 | PO BOX | STANAFORD | WV | PRIMARY | 37.81 | -81.15
25928 | STANDARD | STEPHENSON | WV | PRIMARY | 37.57 | -81.33
25646 | PO BOX | STOLLINGS | WV | PRIMARY | 37.84 | -81.93
26815 | STANDARD | SUGAR GROVE | WV | PRIMARY | 38.51 | -79.32
25567 | STANDARD | SUMERCO | WV | PRIMARY | 38.19 | -81.89
26651 | STANDARD | SUMMERSVILLE | WV | PRIMARY | 38.28 | -80.84
25446 | STANDARD | SUMMIT POINT | WV | PRIMARY | 39.24 | -77.95
25932 | STANDARD | SURVEYOR | WV | PRIMARY | 37.73 | -81.34
26601 | STANDARD | SUTTON | WV | PRIMARY | 38.66 | -80.71
26619 | STANDARD | EXCHANGE | WV | PRIMARY | 38.79 | -80.76
26690 | STANDARD | SWISS | WV | PRIMARY | 38.27 | -81.06
24887 | PO BOX | SWITCHBACK | WV | PRIMARY | 37.37 | -81.37
25647 | PO BOX | SWITZER | WV | PRIMARY | 37.78 | -81.97
25193 | STANDARD | SYLVESTER | WV | PRIMARY | 38 | -81.56
25025 | STANDARD | BLOUNT | WV | PRIMARY | 38.3 | -81.38
25201 | PO BOX | TAD | WV | PRIMARY | 38.29 | -81.55
24981 | STANDARD | TALCOTT | WV | PRIMARY | 37.65 | -80.75
26237 | STANDARD | TALLMANSVILLE | WV | PRIMARY | 38.83 | -80.15
25569 | PO BOX | TEAYS | WV | PRIMARY | 38.43 | -81.89
26764 | STANDARD | TERRA ALTA | WV | PRIMARY | 39.44 | -79.54
26292 | STANDARD | THOMAS | WV | PRIMARY | 39.14 | -79.49
26440 | STANDARD | THORNTON | WV | PRIMARY | 39.34 | -79.93
24888 | PO BOX | THORPE | WV | PRIMARY | 37.34 | -81.49
26691 | STANDARD | TIOGA | WV | PRIMARY | 38.39 | -80.67
25202 | STANDARD | TORNADO | WV | PRIMARY | 38.33 | -81.85
26443 | STANDARD | TROY | WV | PRIMARY | 39.08 | -80.75
26444 | STANDARD | TUNNELTON | WV | PRIMARY | 39.39 | -79.74
25203 | STANDARD | TURTLE CREEK | WV | PRIMARY | 38.04 | -81.86
25204 | STANDARD | TWILIGHT | WV | PRIMARY | 37.92 | -81.62
25205 | PO BOX | UNEEDA | WV | PRIMARY | 38.01 | -81.74
24983 | STANDARD | UNION | WV | PRIMARY | 37.59 | -80.54
26266 | STANDARD | UPPERGLADE | WV | PRIMARY | 38.43 | -80.5
26866 | STANDARD | UPPER TRACT | WV | PRIMARY | 38.79 | -79.25
26293 | STANDARD | VALLEY BEND | WV | PRIMARY | 38.79 | -79.92
26282 | STANDARD | MONTERVILLE | WV | PRIMARY | 38.51 | -80.16
26294 | STANDARD | VALLEY HEAD | WV | PRIMARY | 38.52 | -80.03
25206 | STANDARD | VAN | WV | PRIMARY | 37.95 | -81.69
25696 | PO BOX | VARNEY | WV | PRIMARY | 37.67 | -82.06
25649 | PO BOX | VERDUNVILLE | WV | PRIMARY | 37.85 | -82.05
25650 | STANDARD | VERNER | WV | PRIMARY | 37.63 | -81.85
25938 | STANDARD | VICTOR | WV | PRIMARY | 38.14 | -81.03
26238 | STANDARD | VOLGA | WV | PRIMARY | 39.06 | -80.11
26180 | STANDARD | WALKER | WV | PRIMARY | 39.18 | -81.36
26343 | STANDARD | CRAWFORD | WV | PRIMARY | 38.83 | -80.4
26447 | STANDARD | WALKERSVILLE | WV | PRIMARY | 38.84 | -80.5
26448 | STANDARD | WALLACE | WV | PRIMARY | 39.4 | -80.48
25285 | STANDARD | WALLBACK | WV | PRIMARY | 38.57 | -81.08
25286 | STANDARD | WALTON | WV | PRIMARY | 38.6 | -81.4
26590 | STANDARD | WANA | WV | PRIMARY | 39.7 | -80.31
24892 | STANDARD | WAR | WV | PRIMARY | 37.3 | -81.68
26851 | STANDARD | WARDENSVILLE | WV | PRIMARY | 39.07 | -78.59
24894 | PO BOX | WARRIORMINE | WV | PRIMARY | 37.29 | -81.67
26181 | STANDARD | WASHINGTON | WV | PRIMARY | 39.24 | -81.67
26184 | STANDARD | WAVERLY | WV | PRIMARY | 39.3 | -81.33
25570 | STANDARD | WAYNE | WV | PRIMARY | 38.22 | -82.44
24985 | STANDARD | WAYSIDE | WV | PRIMARY | 37.58 | -80.7
26288 | STANDARD | WEBSTER SPRINGS | WV | PRIMARY | 38.47 | -80.41
24801 | STANDARD | WELCH | WV | PRIMARY | 37.43 | -81.58
25287 | STANDARD | WEST COLUMBIA | WV | PRIMARY | 38.93 | -82.07
25571 | STANDARD | WEST HAMLIN | WV | PRIMARY | 38.28 | -82.19
26451 | STANDARD | WEST MILFORD | WV | PRIMARY | 39.2 | -80.4
26452 | STANDARD | WESTON | WV | PRIMARY | 39.04 | -80.46
26339 | STANDARD | CENTER POINT | WV | PRIMARY | 39.42 | -80.62
26456 | STANDARD | WEST UNION | WV | PRIMARY | 39.29 | -80.77
25651 | STANDARD | WHARNCLIFFE | WV | PRIMARY | 37.55 | -81.97
25208 | STANDARD | WHARTON | WV | PRIMARY | 37.9 | -81.69
25989 | STANDARD | WHITE OAK | WV | PRIMARY | 37.68 | -81.03
24986 | STANDARD | WHITE SULPHUR SPRINGS | WV | PRIMARY | 37.79 | -80.29
25008 | STANDARD | ARTIE | WV | PRIMARY | 37.91 | -81.36
25209 | STANDARD | WHITESVILLE | WV | PRIMARY | 37.97 | -81.53
25652 | PO BOX | WHITMAN | WV | PRIMARY | 37.81 | -82.03
25211 | PO BOX | WIDEN | WV | PRIMARY | 38.45 | -80.88
24895 | PO BOX | WILCOE | WV | PRIMARY | 37.38 | -81.55
26767 | STANDARD | WILEY FORD | WV | PRIMARY | 39.61 | -78.76
25653 | PO BOX | WILKINSON | WV | PRIMARY | 37.83 | -81.98
24991 | STANDARD | WILLIAMSBURG | WV | PRIMARY | 37.96 | -80.5
25661 | STANDARD | WILLIAMSON | WV | PRIMARY | 37.67 | -82.27
26187 | STANDARD | WILLIAMSTOWN | WV | PRIMARY | 39.4 | -81.45
25699 | STANDARD | WILSONDALE | WV | PRIMARY | 37.95 | -82.36
25213 | STANDARD | WINFIELD | WV | PRIMARY | 38.52 | -81.88
25214 | STANDARD | WINIFREDE | WV | PRIMARY | 38.16 | -81.56
25942 | PO BOX | WINONA | WV | PRIMARY | 38.02 | -80.96
24993 | STANDARD | WOLFCREEK | WV | PRIMARY | 37.66 | -80.63
26591 | STANDARD | WORTHINGTON | WV | PRIMARY | 39.45 | -80.26
26463 | PO BOX | WYATT | WV | PRIMARY | 39.43 | -80.39
25943 | PO BOX | WYCO | WV | PRIMARY | 37.61 | -81.34
24898 | STANDARD | WYOMING | WV | PRIMARY | 37.58 | -81.58
25573 | STANDARD | YAWKEY | WV | PRIMARY | 38.2 | -81.95
26865 | STANDARD | YELLOW SPRING | WV | PRIMARY | 39.18 | -78.49
30701 | STANDARD | CALHOUN | GA | PRIMARY | 34.49 | -84.94
30703 | PO BOX | CALHOUN | GA | PRIMARY | 34.49 | -84.94
30705 | STANDARD | CHATSWORTH | GA | PRIMARY | 34.77 | -84.77
30707 | STANDARD | CHICKAMAUGA | GA | PRIMARY | 34.87 | -85.29
30708 | STANDARD | CISCO | GA | PRIMARY | 34.95 | -84.73
30710 | STANDARD | COHUTTA | GA | PRIMARY | 34.95 | -84.95
30711 | STANDARD | CRANDALL | GA | PRIMARY | 34.93 | -84.76
30719 | PO BOX | DALTON | GA | PRIMARY | 34.76 | -84.97
30720 | STANDARD | DALTON | GA | PRIMARY | 34.76 | -84.97
30721 | STANDARD | DALTON | GA | PRIMARY | 34.76 | -84.97
30722 | PO BOX | DALTON | GA | PRIMARY | 34.76 | -84.97
30724 | PO BOX | ETON | GA | PRIMARY | 34.82 | -84.76
30725 | STANDARD | FLINTSTONE | GA | PRIMARY | 34.92 | -85.35
30726 | PO BOX | GRAYSVILLE | GA | PRIMARY | 34.89 | -85.12
30728 | STANDARD | LA FAYETTE | GA | PRIMARY | 34.7 | -85.28
30730 | STANDARD | LYERLY | GA | PRIMARY | 34.4 | -85.4
30731 | STANDARD | MENLO | GA | PRIMARY | 34.48 | -85.47
30732 | PO BOX | OAKMAN | GA | PRIMARY | 34.56 | -84.71
30733 | STANDARD | PLAINVILLE | GA | PRIMARY | 34.4 | -85.03
30734 | STANDARD | RANGER | GA | PRIMARY | 34.5 | -84.71
30735 | STANDARD | RESACA | GA | PRIMARY | 34.58 | -84.94
30736 | STANDARD | RINGGOLD | GA | PRIMARY | 34.91 | -85.1
30738 | STANDARD | RISING FAWN | GA | PRIMARY | 34.81 | -85.5
30739 | STANDARD | ROCK SPRING | GA | PRIMARY | 34.81 | -85.24
30740 | STANDARD | ROCKY FACE | GA | PRIMARY | 34.75 | -85.08
30741 | STANDARD | ROSSVILLE | GA | PRIMARY | 34.97 | -85.28
30742 | STANDARD | FORT OGLETHORPE | GA | PRIMARY | 34.92 | -85.25
30746 | STANDARD | SUGAR VALLEY | GA | PRIMARY | 34.55 | -85.03
30747 | STANDARD | SUMMERVILLE | GA | PRIMARY | 34.47 | -85.34
30751 | PO BOX | TENNGA | GA | PRIMARY | 34.98 | -84.72
30752 | STANDARD | TRENTON | GA | PRIMARY | 34.87 | -85.5
30753 | STANDARD | TRION | GA | PRIMARY | 34.54 | -85.31
30755 | STANDARD | TUNNEL HILL | GA | PRIMARY | 34.84 | -85.04
30756 | PO BOX | VARNELL | GA | PRIMARY | 34.9 | -84.97
30757 | STANDARD | WILDWOOD | GA | PRIMARY | 34.96 | -85.41
30750 | STANDARD | LOOKOUT MOUNTAIN | GA | PRIMARY | 34.96 | -85.36
37010 | STANDARD | ADAMS | TN | PRIMARY | 36.58 | -87.06
38310 | STANDARD | ADAMSVILLE | TN | PRIMARY | 35.23 | -88.38
37616 | STANDARD | AFTON | TN | PRIMARY | 36.21 | -82.74
38001 | STANDARD | ALAMO | TN | PRIMARY | 35.78 | -89.11
37701 | STANDARD | ALCOA | TN | PRIMARY | 35.79 | -83.97
37012 | STANDARD | ALEXANDRIA | TN | PRIMARY | 36.07 | -86.03
38504 | STANDARD | ALLARDT | TN | PRIMARY | 36.38 | -84.88
38541 | STANDARD | ALLONS | TN | PRIMARY | 36.51 | -85.32
38542 | STANDARD | ALLRED | TN | PRIMARY | 36.36 | -85.19
38543 | STANDARD | ALPINE | TN | PRIMARY | 36.36 | -85.14
37301 | STANDARD | ALTAMONT | TN | PRIMARY | 35.42 | -85.72
37705 | STANDARD | ANDERSONVILLE | TN | PRIMARY | 36.2 | -84.04
37011 | PO BOX | ANTIOCH | TN | PRIMARY | 36.04 | -86.64
37013 | STANDARD | ANTIOCH | TN | PRIMARY | 36.04 | -86.64
37302 | STANDARD | APISON | TN | PRIMARY | 35.01 | -85
38449 | STANDARD | ARDMORE | TN | PRIMARY | 34.99 | -86.84
38453 | STANDARD | DELLROSE | TN | PRIMARY | 35.11 | -86.8
38002 | STANDARD | ARLINGTON | TN | PRIMARY | 35.28 | -89.66
37014 | STANDARD | ARRINGTON | TN | PRIMARY | 35.86 | -86.65
37015 | STANDARD | ASHLAND CITY | TN | PRIMARY | 36.27 | -87.05
37303 | STANDARD | ATHENS | TN | PRIMARY | 35.45 | -84.6
37371 | PO BOX | ATHENS | TN | PRIMARY | 35.45 | -84.6
38004 | STANDARD | ATOKA | TN | PRIMARY | 35.44 | -89.77
38220 | STANDARD | ATWOOD | TN | PRIMARY | 35.97 | -88.67
37016 | STANDARD | AUBURNTOWN | TN | PRIMARY | 35.94 | -86.09
38311 | STANDARD | BATH SPRINGS | TN | PRIMARY | 35.44 | -88.1
38544 | STANDARD | BAXTER | TN | PRIMARY | 36.15 | -85.63
37708 | STANDARD | BEAN STATION | TN | PRIMARY | 36.34 | -83.28
38313 | STANDARD | BEECH BLUFF | TN | PRIMARY | 35.6 | -88.63
37018 | STANDARD | BEECHGROVE | TN | PRIMARY | 35.64 | -86.2
37305 | STANDARD | BEERSHEBA SPRINGS | TN | PRIMARY | 35.45 | -85.67
37019 | STANDARD | BELFAST | TN | PRIMARY | 35.4 | -86.71
37020 | STANDARD | BELL BUCKLE | TN | PRIMARY | 35.59 | -86.35
37063 | PO BOX | FOSTERVILLE | TN | PRIMARY | 35.65 | -86.4
38006 | STANDARD | BELLS | TN | PRIMARY | 35.71 | -89.08
37306 | STANDARD | BELVIDERE | TN | PRIMARY | 35.12 | -86.18
37307 | STANDARD | BENTON | TN | PRIMARY | 35.17 | -84.65
38315 | STANDARD | BETHEL SPRINGS | TN | PRIMARY | 35.23 | -88.6
37022 | STANDARD | BETHPAGE | TN | PRIMARY | 36.5 | -86.3
37023 | STANDARD | BIG ROCK | TN | PRIMARY | 36.59 | -87.69
38221 | STANDARD | BIG SANDY | TN | PRIMARY | 36.23 | -88.08
37308 | STANDARD | BIRCHWOOD | TN | PRIMARY | 35.36 | -84.99
37709 | STANDARD | BLAINE | TN | PRIMARY | 36.14 | -83.69
38545 | STANDARD | BLOOMINGTON SPRINGS | TN | PRIMARY | 36.22 | -85.66
37617 | STANDARD | BLOUNTVILLE | TN | PRIMARY | 36.53 | -82.32
37618 | STANDARD | BLUFF CITY | TN | PRIMARY | 36.46 | -82.27
38007 | PO BOX | BOGOTA | TN | PRIMARY | 36.15 | -89.49
38008 | STANDARD | BOLIVAR | TN | PRIMARY | 35.26 | -88.99
37025 | STANDARD | BON AQUA | TN | PRIMARY | 35.94 | -87.34
38316 | STANDARD | BRADFORD | TN | PRIMARY | 36.07 | -88.81
37026 | STANDARD | BRADYVILLE | TN | PRIMARY | 35.69 | -86.1
37024 | PO BOX | BRENTWOOD | TN | PRIMARY | 35.99 | -86.78
37027 | STANDARD | BRENTWOOD | TN | PRIMARY | 35.99 | -86.78
37710 | STANDARD | BRICEVILLE | TN | PRIMARY | 36.16 | -84.3
38011 | STANDARD | BRIGHTON | TN | PRIMARY | 35.47 | -89.73
38012 | STANDARD | BROWNSVILLE | TN | PRIMARY | 35.59 | -89.25
38317 | STANDARD | BRUCETON | TN | PRIMARY | 36.03 | -88.24
38014 | PO BOX | BRUNSWICK | TN | PRIMARY | 35.28 | -89.72
38547 | STANDARD | BRUSH CREEK | TN | PRIMARY | 36.11 | -86.01
38222 | STANDARD | BUCHANAN | TN | PRIMARY | 36.42 | -88.17
38318 | STANDARD | BUENA VISTA | TN | PRIMARY | 35.98 | -88.28
38548 | STANDARD | BUFFALO VALLEY | TN | PRIMARY | 36.18 | -85.75
37711 | STANDARD | BULLS GAP | TN | PRIMARY | 36.26 | -83.07
37028 | STANDARD | BUMPUS MILLS | TN | PRIMARY | 36.62 | -87.85
38015 | STANDARD | BURLISON | TN | PRIMARY | 35.55 | -89.78
37029 | STANDARD | BURNS | TN | PRIMARY | 36.05 | -87.31
37640 | STANDARD | BUTLER | TN | PRIMARY | 36.31 | -82
37713 | STANDARD | BYBEE | TN | PRIMARY | 36.04 | -83.18
38549 | STANDARD | BYRDSTOWN | TN | PRIMARY | 36.57 | -85.13
37309 | STANDARD | CALHOUN | TN | PRIMARY | 35.29 | -84.74
38320 | STANDARD | CAMDEN | TN | PRIMARY | 36.06 | -88.1
38550 | PO BOX | CAMPAIGN | TN | PRIMARY | 35.76 | -85.64
37030 | STANDARD | CARTHAGE | TN | PRIMARY | 36.25 | -85.94
37714 | STANDARD | CARYVILLE | TN | PRIMARY | 36.32 | -84.21
37031 | STANDARD | CASTALIAN SPRINGS | TN | PRIMARY | 36.38 | -86.31
38321 | STANDARD | CEDAR GROVE | TN | PRIMARY | 35.81 | -88.6
37032 | STANDARD | CEDAR HILL | TN | PRIMARY | 36.55 | -87
38551 | STANDARD | CELINA | TN | PRIMARY | 36.54 | -85.5
37033 | STANDARD | CENTERVILLE | TN | PRIMARY | 35.79 | -87.44
37034 | STANDARD | CHAPEL HILL | TN | PRIMARY | 35.62 | -86.69
37035 | STANDARD | CHAPMANSBORO | TN | PRIMARY | 36.37 | -87.11
37310 | STANDARD | CHARLESTON | TN | PRIMARY | 35.28 | -84.76
37036 | STANDARD | CHARLOTTE | TN | PRIMARY | 36.18 | -87.34
37401 | PO BOX | CHATTANOOGA | TN | PRIMARY | 35.06 | -85.25
37402 | STANDARD | CHATTANOOGA | TN | PRIMARY | 35.06 | -85.25
37403 | STANDARD | CHATTANOOGA | TN | PRIMARY | 35.06 | -85.25
37404 | STANDARD | CHATTANOOGA | TN | PRIMARY | 35.06 | -85.25
37405 | STANDARD | CHATTANOOGA | TN | PRIMARY | 35.06 | -85.25
37406 | STANDARD | CHATTANOOGA | TN | PRIMARY | 35.06 | -85.25
37407 | STANDARD | CHATTANOOGA | TN | PRIMARY | 35.06 | -85.25
37408 | STANDARD | CHATTANOOGA | TN | PRIMARY | 35.06 | -85.25
37409 | STANDARD | CHATTANOOGA | TN | PRIMARY | 35.06 | -85.25
37410 | STANDARD | CHATTANOOGA | TN | PRIMARY | 35.06 | -85.25
37411 | STANDARD | CHATTANOOGA | TN | PRIMARY | 35.06 | -85.25
37412 | STANDARD | CHATTANOOGA | TN | PRIMARY | 35.06 | -85.25
37414 | PO BOX | CHATTANOOGA | TN | PRIMARY | 35.06 | -85.25
37415 | STANDARD | CHATTANOOGA | TN | PRIMARY | 35.06 | -85.25
37416 | STANDARD | CHATTANOOGA | TN | PRIMARY | 35.06 | -85.25
37419 | STANDARD | CHATTANOOGA | TN | PRIMARY | 35.06 | -85.25
37421 | STANDARD | CHATTANOOGA | TN | PRIMARY | 35.06 | -85.25
37422 | PO BOX | CHATTANOOGA | TN | PRIMARY | 35.06 | -85.25
37424 | PO BOX | CHATTANOOGA | TN | PRIMARY | 35.06 | -85.25
37450 | STANDARD | CHATTANOOGA | TN | PRIMARY | 35.06 | -85.25
38552 | STANDARD | CHESTNUT MOUND | TN | PRIMARY | 36.18 | -85.84
38393 | PO BOX | CHEWALLA | TN | PRIMARY | 35.02 | -88.67
37037 | STANDARD | CHRISTIANA | TN | PRIMARY | 35.7 | -86.34
37641 | STANDARD | CHUCKEY | TN | PRIMARY | 36.24 | -82.71
37642 | STANDARD | CHURCH HILL | TN | PRIMARY | 36.52 | -82.71
37645 | STANDARD | MOUNT CARMEL | TN | PRIMARY | 36.56 | -82.65
37715 | STANDARD | CLAIRFIELD | TN | PRIMARY | 36.54 | -83.95
37851 | PO BOX | PRUDEN | TN | PRIMARY | 36.54 | -83.87
38553 | STANDARD | CLARKRANGE | TN | PRIMARY | 36.21 | -84.96
38324 | PO BOX | CLARKSBURG | TN | PRIMARY | 35.87 | -88.38
37040 | STANDARD | CLARKSVILLE | TN | PRIMARY | 36.56 | -87.34
37041 | PO BOX | CLARKSVILLE | TN | PRIMARY | 36.56 | -87.34
37042 | STANDARD | CLARKSVILLE | TN | PRIMARY | 36.56 | -87.34
37043 | STANDARD | CLARKSVILLE | TN | PRIMARY | 36.56 | -87.34
37044 | UNIQUE | CLARKSVILLE | TN | PRIMARY | 36.56 | -87.34
37171 | STANDARD | SOUTHSIDE | TN | PRIMARY | 36.36 | -87.3
37311 | STANDARD | CLEVELAND | TN | PRIMARY | 35.17 | -84.86
37312 | STANDARD | CLEVELAND | TN | PRIMARY | 35.17 | -84.86
37320 | PO BOX | CLEVELAND | TN | PRIMARY | 35.17 | -84.86
37323 | STANDARD | CLEVELAND | TN | PRIMARY | 35.17 | -84.86
37364 | PO BOX | CLEVELAND | TN | PRIMARY | 35.17 | -84.86
38425 | STANDARD | CLIFTON | TN | PRIMARY | 35.38 | -87.99
37716 | STANDARD | CLINTON | TN | PRIMARY | 36.09 | -84.13
37717 | PO BOX | CLINTON | TN | PRIMARY | 36.09 | -84.13
37719 | PO BOX | COALFIELD | TN | PRIMARY | 36.03 | -84.41
37313 | STANDARD | COALMONT | TN | PRIMARY | 35.33 | -85.71
37315 | PO BOX | COLLEGEDALE | TN | PRIMARY | 35.04 | -85.05
37046 | STANDARD | COLLEGE GROVE | TN | PRIMARY | 35.77 | -86.74
38017 | STANDARD | COLLIERVILLE | TN | PRIMARY | 35.05 | -89.67
38027 | PO BOX | COLLIERVILLE | TN | PRIMARY | 35.05 | -89.67
38450 | STANDARD | COLLINWOOD | TN | PRIMARY | 35.17 | -87.74
38401 | STANDARD | COLUMBIA | TN | PRIMARY | 35.62 | -87.04
38402 | PO BOX | COLUMBIA | TN | PRIMARY | 35.62 | -87.04
38223 | PO BOX | COMO | TN | PRIMARY | 36.28 | -88.5
38501 | STANDARD | COOKEVILLE | TN | PRIMARY | 36.15 | -85.5
38502 | PO BOX | COOKEVILLE | TN | PRIMARY | 36.15 | -85.5
38503 | PO BOX | COOKEVILLE | TN | PRIMARY | 36.15 | -85.5
38505 | UNIQUE | COOKEVILLE | TN | PRIMARY | 36.15 | -85.5
38506 | STANDARD | COOKEVILLE | TN | PRIMARY | 36.15 | -85.5
37317 | STANDARD | COPPERHILL | TN | PRIMARY | 34.99 | -84.37
38016 | STANDARD | CORDOVA | TN | PRIMARY | 35.15 | -89.75
38018 | STANDARD | CORDOVA | TN | PRIMARY | 35.15 | -89.75
38088 | PO BOX | CORDOVA | TN | PRIMARY | 35.15 | -89.75
37047 | STANDARD | CORNERSVILLE | TN | PRIMARY | 35.35 | -86.84
37721 | STANDARD | CORRYTON | TN | PRIMARY | 36.12 | -83.8
37722 | STANDARD | COSBY | TN | PRIMARY | 35.81 | -83.25
38224 | STANDARD | COTTAGE GROVE | TN | PRIMARY | 36.37 | -88.47
37048 | STANDARD | COTTONTOWN | TN | PRIMARY | 36.48 | -86.59
38326 | STANDARD | COUNCE | TN | PRIMARY | 35.03 | -88.29
38019 | STANDARD | COVINGTON | TN | PRIMARY | 35.56 | -89.64
37318 | STANDARD | COWAN | TN | PRIMARY | 35.16 | -86.01
37723 | STANDARD | CRAB ORCHARD | TN | PRIMARY | 35.9 | -84.88
38554 | STANDARD | CRAWFORD | TN | PRIMARY | 36.24 | -85.18
38021 | PO BOX | CROCKETT MILLS | TN | PRIMARY | 35.87 | -89.19
37049 | STANDARD | CROSS PLAINS | TN | PRIMARY | 36.54 | -86.68
38555 | STANDARD | CROSSVILLE | TN | PRIMARY | 35.95 | -85.03
38557 | PO BOX | CROSSVILLE | TN | PRIMARY | 35.95 | -85.03
38558 | STANDARD | CROSSVILLE | TN | PRIMARY | 35.95 | -85.03
38571 | STANDARD | CROSSVILLE | TN | PRIMARY | 35.95 | -85.03
38572 | STANDARD | CROSSVILLE | TN | PRIMARY | 35.95 | -85.03
38327 | STANDARD | CRUMP | TN | PRIMARY | 35.23 | -88.32
38451 | STANDARD | CULLEOKA | TN | PRIMARY | 35.46 | -86.99
37050 | STANDARD | CUMBERLAND CITY | TN | PRIMARY | 36.38 | -87.64
37051 | STANDARD | CUMBERLAND FURNACE | TN | PRIMARY | 36.3 | -87.4
37724 | STANDARD | CUMBERLAND GAP | TN | PRIMARY | 36.59 | -83.66
37052 | STANDARD | CUNNINGHAM | TN | PRIMARY | 36.37 | -87.43
38452 | STANDARD | CYPRESS INN | TN | PRIMARY | 35.05 | -87.79
37725 | STANDARD | DANDRIDGE | TN | PRIMARY | 36.02 | -83.41
37321 | STANDARD | DAYTON | TN | PRIMARY | 35.49 | -85.01
37322 | STANDARD | DECATUR | TN | PRIMARY | 35.52 | -84.79
38329 | STANDARD | DECATURVILLE | TN | PRIMARY | 35.58 | -88.11
37324 | STANDARD | DECHERD | TN | PRIMARY | 35.2 | -86.08
37726 | STANDARD | DEER LODGE | TN | PRIMARY | 36.21 | -84.83
37325 | STANDARD | DELANO | TN | PRIMARY | 35.25 | -84.62
37369 | STANDARD | RELIANCE | TN | PRIMARY | 35.18 | -84.56
37727 | STANDARD | DEL RIO | TN | PRIMARY | 35.91 | -83.02
38391 | STANDARD | DENMARK | TN | PRIMARY | 35.54 | -88.97
37055 | STANDARD | DICKSON | TN | PRIMARY | 36.07 | -87.37
37056 | PO BOX | DICKSON | TN | PRIMARY | 36.07 | -87.37
37057 | STANDARD | DIXON SPRINGS | TN | PRIMARY | 36.4 | -86.04
37058 | STANDARD | DOVER | TN | PRIMARY | 36.48 | -87.84
37059 | STANDARD | DOWELLTOWN | TN | PRIMARY | 36.01 | -85.94
38559 | STANDARD | DOYLE | TN | PRIMARY | 35.85 | -85.51
38225 | STANDARD | DRESDEN | TN | PRIMARY | 36.27 | -88.69
38023 | STANDARD | DRUMMONDS | TN | PRIMARY | 35.46 | -89.94
38454 | STANDARD | DUCK RIVER | TN | PRIMARY | 35.71 | -87.35
37326 | PO BOX | DUCKTOWN | TN | PRIMARY | 35.03 | -84.38
38226 | STANDARD | DUKEDOM | TN | PRIMARY | 36.47 | -88.66
37327 | STANDARD | DUNLAP | TN | PRIMARY | 35.37 | -85.38
38330 | STANDARD | DYER | TN | PRIMARY | 36.07 | -88.99
38024 | STANDARD | DYERSBURG | TN | PRIMARY | 36.03 | -89.38
38025 | PO BOX | DYERSBURG | TN | PRIMARY | 36.03 | -89.38
38028 | STANDARD | EADS | TN | PRIMARY | 35.2 | -89.66
37730 | PO BOX | EAGAN | TN | PRIMARY | 36.55 | -83.94
37060 | STANDARD | EAGLEVILLE | TN | PRIMARY | 35.74 | -86.65
38331 | PO BOX | EATON | TN | PRIMARY | 35.96 | -89.13
37731 | STANDARD | EIDSON | TN | PRIMARY | 36.5 | -83.08
37732 | PO BOX | ELGIN | TN | PRIMARY | 36.33 | -84.6
37733 | PO BOX | RUGBY | TN | PRIMARY | 36.35 | -84.7
37643 | STANDARD | ELIZABETHTON | TN | PRIMARY | 36.33 | -82.23
37644 | PO BOX | ELIZABETHTON | TN | PRIMARY | 36.33 | -82.23
38455 | PO BOX | ELKTON | TN | PRIMARY | 35.06 | -86.89
38029 | PO BOX | ELLENDALE | TN | PRIMARY | 35.23 | -89.83
38560 | STANDARD | ELMWOOD | TN | PRIMARY | 36.24 | -85.88
37328 | STANDARD | ELORA | TN | PRIMARY | 35.01 | -86.35
37329 | STANDARD | ENGLEWOOD | TN | PRIMARY | 35.42 | -84.48
38332 | STANDARD | ENVILLE | TN | PRIMARY | 35.38 | -88.42
37061 | STANDARD | ERIN | TN | PRIMARY | 36.31 | -87.7
37650 | STANDARD | ERWIN | TN | PRIMARY | 36.14 | -82.41
37330 | STANDARD | ESTILL SPRINGS | TN | PRIMARY | 35.26 | -86.13
38456 | STANDARD | ETHRIDGE | TN | PRIMARY | 35.32 | -87.3
37331 | STANDARD | ETOWAH | TN | PRIMARY | 35.33 | -84.52
38333 | STANDARD | EVA | TN | PRIMARY | 36.11 | -87.99
37332 | STANDARD | EVENSVILLE | TN | PRIMARY | 35.56 | -84.95
37062 | STANDARD | FAIRVIEW | TN | PRIMARY | 35.97 | -87.12
37656 | STANDARD | FALL BRANCH | TN | PRIMARY | 36.41 | -82.62
37333 | STANDARD | FARNER | TN | PRIMARY | 35.14 | -84.32
37334 | STANDARD | FAYETTEVILLE | TN | PRIMARY | 35.14 | -86.56
38334 | STANDARD | FINGER | TN | PRIMARY | 35.35 | -88.61
38030 | STANDARD | FINLEY | TN | PRIMARY | 35.98 | -89.58
38457 | STANDARD | FIVE POINTS | TN | PRIMARY | 35.03 | -87.28
37657 | STANDARD | FLAG POND | TN | PRIMARY | 36.01 | -82.56
37335 | STANDARD | FLINTVILLE | TN | PRIMARY | 35.04 | -86.45
38459 | STANDARD | FRANKEWING | TN | PRIMARY | 35.19 | -86.8
37064 | STANDARD | FRANKLIN | TN | PRIMARY | 35.92 | -86.84
37065 | PO BOX | FRANKLIN | TN | PRIMARY | 35.92 | -86.84
37067 | STANDARD | FRANKLIN | TN | PRIMARY | 35.92 | -86.84
37068 | PO BOX | FRANKLIN | TN | PRIMARY | 35.92 | -86.84
37069 | STANDARD | FRANKLIN | TN | PRIMARY | 35.92 | -86.84
38034 | STANDARD | FRIENDSHIP | TN | PRIMARY | 35.91 | -89.24
37737 | STANDARD | FRIENDSVILLE | TN | PRIMARY | 35.75 | -84.13
38336 | PO BOX | FRUITVALE | TN | PRIMARY | 35.72 | -89.06
38337 | STANDARD | GADSDEN | TN | PRIMARY | 35.77 | -88.98
38562 | STANDARD | GAINESBORO | TN | PRIMARY | 36.36 | -85.65
37066 | STANDARD | GALLATIN | TN | PRIMARY | 36.37 | -86.45
38036 | PO BOX | GALLAWAY | TN | PRIMARY | 35.33 | -89.6
38037 | STANDARD | GATES | TN | PRIMARY | 35.83 | -89.4
37738 | STANDARD | GATLINBURG | TN | PRIMARY | 35.72 | -83.49
37336 | STANDARD | GEORGETOWN | TN | PRIMARY | 35.3 | -84.91
38138 | STANDARD | GERMANTOWN | TN | PRIMARY | 35.08 | -89.79
38139 | STANDARD | GERMANTOWN | TN | PRIMARY | 35.08 | -89.79
38183 | PO BOX | GERMANTOWN | TN | PRIMARY | 35.08 | -89.79
38338 | PO BOX | GIBSON | TN | PRIMARY | 35.87 | -88.84
37071 | PO BOX | GLADEVILLE | TN | PRIMARY | 36.08 | -86.4
38229 | STANDARD | GLEASON | TN | PRIMARY | 36.21 | -88.61
37070 | PO BOX | GOODLETTSVILLE | TN | PRIMARY | 36.33 | -86.7
37072 | STANDARD | GOODLETTSVILLE | TN | PRIMARY | 36.33 | -86.7
38460 | STANDARD | GOODSPRING | TN | PRIMARY | 35.12 | -87.14
38563 | STANDARD | GORDONSVILLE | TN | PRIMARY | 36.18 | -85.93
38039 | STANDARD | GRAND JUNCTION | TN | PRIMARY | 35.04 | -89.18
38564 | STANDARD | GRANVILLE | TN | PRIMARY | 36.27 | -85.74
37338 | STANDARD | GRAYSVILLE | TN | PRIMARY | 35.44 | -85.08
37742 | STANDARD | GREENBACK | TN | PRIMARY | 35.65 | -84.17
37073 | STANDARD | GREENBRIER | TN | PRIMARY | 36.42 | -86.8
37743 | STANDARD | GREENEVILLE | TN | PRIMARY | 36.16 | -82.81
37744 | PO BOX | GREENEVILLE | TN | PRIMARY | 36.16 | -82.81
37745 | STANDARD | GREENEVILLE | TN | PRIMARY | 36.16 | -82.81
38230 | STANDARD | GREENFIELD | TN | PRIMARY | 36.15 | -88.8
38565 | STANDARD | GRIMSLEY | TN | PRIMARY | 36.25 | -85.03
37339 | STANDARD | GRUETLI LAAGER | TN | PRIMARY | 35.36 | -85.74
37340 | STANDARD | GUILD | TN | PRIMARY | 35.01 | -85.5
38339 | STANDARD | GUYS | TN | PRIMARY | 35.01 | -88.54
38040 | STANDARD | HALLS | TN | PRIMARY | 35.88 | -89.4
38461 | STANDARD | HAMPSHIRE | TN | PRIMARY | 35.58 | -87.35
37658 | STANDARD | HAMPTON | TN | PRIMARY | 36.28 | -82.17
37748 | STANDARD | HARRIMAN | TN | PRIMARY | 35.93 | -84.56
37341 | STANDARD | HARRISON | TN | PRIMARY | 35.12 | -85.14
37707 | PO BOX | ARTHUR | TN | PRIMARY | 36.54 | -83.67
37752 | STANDARD | HARROGATE | TN | PRIMARY | 36.56 | -83.54
37867 | PO BOX | SHAWANEE | TN | PRIMARY | 36.57 | -83.55
37753 | STANDARD | HARTFORD | TN | PRIMARY | 35.81 | -83.14
37074 | STANDARD | HARTSVILLE | TN | PRIMARY | 36.39 | -86.15
37754 | STANDARD | HEISKELL | TN | PRIMARY | 36.12 | -84.04
37755 | STANDARD | HELENWOOD | TN | PRIMARY | 36.43 | -84.56
38340 | STANDARD | HENDERSON | TN | PRIMARY | 35.44 | -88.64
38377 | PO BOX | SILERTON | TN | PRIMARY | 35.34 | -88.8
37075 | STANDARD | HENDERSONVILLE | TN | PRIMARY | 36.29 | -86.6
37077 | PO BOX | HENDERSONVILLE | TN | PRIMARY | 36.29 | -86.6
38041 | STANDARD | HENNING | TN | PRIMARY | 35.67 | -89.57
38231 | STANDARD | HENRY | TN | PRIMARY | 36.2 | -88.41
37076 | STANDARD | HERMITAGE | TN | PRIMARY | 36.13 | -86.58
38567 | STANDARD | HICKMAN | TN | PRIMARY | 36.1 | -85.9
38569 | STANDARD | LANCASTER | TN | PRIMARY | 36.09 | -85.85
38042 | STANDARD | HICKORY VALLEY | TN | PRIMARY | 35.15 | -89.12
38568 | STANDARD | HILHAM | TN | PRIMARY | 36.4 | -85.43
37342 | STANDARD | HILLSBORO | TN | PRIMARY | 35.36 | -85.95
37343 | STANDARD | HIXSON | TN | PRIMARY | 35.16 | -85.2
37351 | STANDARD | LUPTON CITY | TN | PRIMARY | 35.12 | -85.28
38462 | STANDARD | HOHENWALD | TN | PRIMARY | 35.55 | -87.55
38341 | STANDARD | HOLLADAY | TN | PRIMARY | 35.89 | -88.07
38342 | STANDARD | HOLLOW ROCK | TN | PRIMARY | 36.03 | -88.27
38232 | STANDARD | HORNBEAK | TN | PRIMARY | 36.33 | -89.29
38044 | STANDARD | HORNSBY | TN | PRIMARY | 35.22 | -88.83
38343 | STANDARD | HUMBOLDT | TN | PRIMARY | 35.82 | -88.9
38344 | STANDARD | HUNTINGDON | TN | PRIMARY | 36 | -88.41
37345 | STANDARD | HUNTLAND | TN | PRIMARY | 35.05 | -86.26
37756 | STANDARD | HUNTSVILLE | TN | PRIMARY | 36.41 | -84.48
38345 | STANDARD | HURON | TN | PRIMARY | 35.58 | -88.5
37078 | STANDARD | HURRICANE MILLS | TN | PRIMARY | 35.94 | -87.76
38346 | PO BOX | IDLEWILD | TN | PRIMARY | 35.98 | -88.77
37079 | STANDARD | INDIAN MOUND | TN | PRIMARY | 36.47 | -87.66
38463 | STANDARD | IRON CITY | TN | PRIMARY | 35.02 | -87.58
37757 | STANDARD | JACKSBORO | TN | PRIMARY | 36.33 | -84.19
38347 | STANDARD | JACKS CREEK | TN | PRIMARY | 35.46 | -88.53
38301 | STANDARD | JACKSON | TN | PRIMARY | 35.63 | -88.82
38302 | PO BOX | JACKSON | TN | PRIMARY | 35.63 | -88.82
38303 | PO BOX | JACKSON | TN | PRIMARY | 35.63 | -88.82
38305 | STANDARD | JACKSON | TN | PRIMARY | 35.63 | -88.82
38308 | PO BOX | JACKSON | TN | PRIMARY | 35.63 | -88.82
38314 | PO BOX | JACKSON | TN | PRIMARY | 35.63 | -88.82
38556 | STANDARD | JAMESTOWN | TN | PRIMARY | 36.43 | -84.93
37347 | STANDARD | JASPER | TN | PRIMARY | 35.05 | -85.62
37760 | STANDARD | JEFFERSON CITY | TN | PRIMARY | 36.11 | -83.48
37762 | STANDARD | JELLICO | TN | PRIMARY | 36.57 | -84.12
37819 | STANDARD | NEWCOMB | TN | PRIMARY | 36.54 | -84.2
37080 | STANDARD | JOELTON | TN | PRIMARY | 36.33 | -86.91
37601 | STANDARD | JOHNSON CITY | TN | PRIMARY | 36.33 | -82.36
37602 | PO BOX | JOHNSON CITY | TN | PRIMARY | 36.33 | -82.36
37604 | STANDARD | JOHNSON CITY | TN | PRIMARY | 36.33 | -82.36
37605 | PO BOX | JOHNSON CITY | TN | PRIMARY | 36.33 | -82.36
37614 | PO BOX | JOHNSON CITY | TN | PRIMARY | 36.33 | -82.36
37615 | STANDARD | JOHNSON CITY | TN | PRIMARY | 36.33 | -82.36
37659 | STANDARD | JONESBOROUGH | TN | PRIMARY | 36.29 | -82.47
37348 | STANDARD | KELSO | TN | PRIMARY | 35.12 | -86.46
38233 | STANDARD | KENTON | TN | PRIMARY | 36.19 | -89.01
37660 | STANDARD | KINGSPORT | TN | PRIMARY | 36.52 | -82.55
37662 | PO BOX | KINGSPORT | TN | PRIMARY | 36.52 | -82.55
37663 | STANDARD | KINGSPORT | TN | PRIMARY | 36.52 | -82.55
37664 | STANDARD | KINGSPORT | TN | PRIMARY | 36.52 | -82.55
37665 | STANDARD | KINGSPORT | TN | PRIMARY | 36.52 | -82.55
37669 | UNIQUE | KINGSPORT | TN | PRIMARY | 36.52 | -82.55
37763 | STANDARD | KINGSTON | TN | PRIMARY | 35.87 | -84.51
37082 | STANDARD | KINGSTON SPRINGS | TN | PRIMARY | 36.09 | -87.1
37901 | PO BOX | KNOXVILLE | TN | PRIMARY | 35.97 | -83.94
37902 | STANDARD | KNOXVILLE | TN | PRIMARY | 35.97 | -83.94
37909 | STANDARD | KNOXVILLE | TN | PRIMARY | 35.97 | -83.94
37912 | STANDARD | KNOXVILLE | TN | PRIMARY | 35.97 | -83.94
37914 | STANDARD | KNOXVILLE | TN | PRIMARY | 35.97 | -83.94
37915 | STANDARD | KNOXVILLE | TN | PRIMARY | 35.97 | -83.94
37916 | STANDARD | KNOXVILLE | TN | PRIMARY | 35.97 | -83.94
37917 | STANDARD | KNOXVILLE | TN | PRIMARY | 35.97 | -83.94
37918 | STANDARD | KNOXVILLE | TN | PRIMARY | 35.97 | -83.94
37919 | STANDARD | KNOXVILLE | TN | PRIMARY | 35.97 | -83.94
37920 | STANDARD | KNOXVILLE | TN | PRIMARY | 35.97 | -83.94
37921 | STANDARD | KNOXVILLE | TN | PRIMARY | 35.97 | -83.94
37922 | STANDARD | KNOXVILLE | TN | PRIMARY | 35.97 | -83.94
37923 | STANDARD | KNOXVILLE | TN | PRIMARY | 35.97 | -83.94
37924 | STANDARD | KNOXVILLE | TN | PRIMARY | 35.97 | -83.94
37927 | PO BOX | KNOXVILLE | TN | PRIMARY | 35.97 | -83.94
37928 | PO BOX | KNOXVILLE | TN | PRIMARY | 35.97 | -83.94
37929 | STANDARD | KNOXVILLE | TN | PRIMARY | 35.97 | -83.94
37930 | PO BOX | KNOXVILLE | TN | PRIMARY | 35.97 | -83.94
37931 | STANDARD | KNOXVILLE | TN | PRIMARY | 35.97 | -83.94
37932 | STANDARD | KNOXVILLE | TN | PRIMARY | 35.97 | -83.94
37933 | PO BOX | KNOXVILLE | TN | PRIMARY | 35.97 | -83.94
37934 | STANDARD | KNOXVILLE | TN | PRIMARY | 35.87 | -84.17
37938 | STANDARD | KNOXVILLE | TN | PRIMARY | 35.97 | -83.94
37939 | PO BOX | KNOXVILLE | TN | PRIMARY | 35.97 | -83.94
37940 | PO BOX | KNOXVILLE | TN | PRIMARY | 35.97 | -83.94
37950 | PO BOX | KNOXVILLE | TN | PRIMARY | 35.97 | -83.94
37995 | UNIQUE | KNOXVILLE | TN | PRIMARY | 35.97 | -83.94
37996 | UNIQUE | KNOXVILLE | TN | PRIMARY | 35.97 | -83.94
37997 | UNIQUE | KNOXVILLE | TN | PRIMARY | 35.97 | -83.94
37998 | UNIQUE | KNOXVILLE | TN | PRIMARY | 35.97 | -83.94
37764 | STANDARD | KODAK | TN | PRIMARY | 35.97 | -83.62
38045 | PO BOX | LACONIA | TN | PRIMARY | 35.31 | -89.23
37083 | STANDARD | LAFAYETTE | TN | PRIMARY | 36.52 | -86.03
37729 | STANDARD | DUFF | TN | PRIMARY | 36.42 | -83.99
37766 | STANDARD | LA FOLLETTE | TN | PRIMARY | 36.37 | -84.12
38046 | PO BOX | LA GRANGE | TN | PRIMARY | 35.04 | -89.23
37769 | STANDARD | LAKE CITY | TN | PRIMARY | 36.22 | -84.15
37770 | STANDARD | LANCING | TN | PRIMARY | 36.15 | -84.69
37085 | STANDARD | LASCASSAS | TN | PRIMARY | 35.94 | -86.29
37086 | STANDARD | LA VERGNE | TN | PRIMARY | 35.99 | -86.57
37089 | UNIQUE | LA VERGNE | TN | PRIMARY | 35.99 | -86.57
38348 | STANDARD | LAVINIA | TN | PRIMARY | 35.86 | -88.64
38464 | STANDARD | LAWRENCEBURG | TN | PRIMARY | 35.24 | -87.33
37087 | STANDARD | LEBANON | TN | PRIMARY | 36.2 | -86.32
37088 | PO BOX | LEBANON | TN | PRIMARY | 36.2 | -86.32
37090 | STANDARD | LEBANON | TN | PRIMARY | 36.2 | -86.32
37771 | STANDARD | LENOIR CITY | TN | PRIMARY | 35.8 | -84.27
37772 | STANDARD | LENOIR CITY | TN | PRIMARY | 35.8 | -84.27
38047 | STANDARD | LENOX | TN | PRIMARY | 36.07 | -89.5
38468 | STANDARD | LEOMA | TN | PRIMARY | 35.12 | -87.3
37091 | STANDARD | LEWISBURG | TN | PRIMARY | 35.44 | -86.78
38351 | STANDARD | LEXINGTON | TN | PRIMARY | 35.65 | -88.39
37095 | STANDARD | LIBERTY | TN | PRIMARY | 36 | -85.98
37681 | STANDARD | LIMESTONE | TN | PRIMARY | 36.22 | -82.63
37096 | STANDARD | LINDEN | TN | PRIMARY | 35.61 | -87.84
38570 | STANDARD | LIVINGSTON | TN | PRIMARY | 36.38 | -85.32
37097 | STANDARD | LOBELVILLE | TN | PRIMARY | 35.75 | -87.79
37350 | STANDARD | LOOKOUT MOUNTAIN | TN | PRIMARY | 34.99 | -85.35
38469 | STANDARD | LORETTO | TN | PRIMARY | 35.08 | -87.43
37774 | STANDARD | LOUDON | TN | PRIMARY | 35.73 | -84.35
37777 | STANDARD | LOUISVILLE | TN | PRIMARY | 35.82 | -84.04
38352 | STANDARD | LURAY | TN | PRIMARY | 35.6 | -88.59
37779 | STANDARD | LUTTRELL | TN | PRIMARY | 36.2 | -83.74
38471 | STANDARD | LUTTS | TN | PRIMARY | 35.11 | -87.9
37098 | STANDARD | LYLES | TN | PRIMARY | 35.87 | -87.32
37352 | STANDARD | LYNCHBURG | TN | PRIMARY | 35.28 | -86.35
38472 | STANDARD | LYNNVILLE | TN | PRIMARY | 35.37 | -87
37353 | STANDARD | MC DONALD | TN | PRIMARY | 35.08 | -84.98
37101 | STANDARD | MC EWEN | TN | PRIMARY | 36.1 | -87.63
38201 | STANDARD | MC KENZIE | TN | PRIMARY | 36.13 | -88.51
38235 | PO BOX | MC LEMORESVILLE | TN | PRIMARY | 35.98 | -88.57
37110 | STANDARD | MCMINNVILLE | TN | PRIMARY | 35.68 | -85.77
37111 | PO BOX | MCMINNVILLE | TN | PRIMARY | 35.68 | -85.77
37115 | STANDARD | MADISON | TN | PRIMARY | 36.25 | -86.69
37116 | PO BOX | MADISON | TN | PRIMARY | 36.25 | -86.69
37354 | STANDARD | MADISONVILLE | TN | PRIMARY | 35.52 | -84.35
37349 | PO BOX | MANCHESTER | TN | PRIMARY | 35.46 | -86.08
37355 | STANDARD | MANCHESTER | TN | PRIMARY | 35.46 | -86.08
38236 | STANDARD | MANSFIELD | TN | PRIMARY | 36.18 | -88.28
38237 | STANDARD | MARTIN | TN | PRIMARY | 36.34 | -88.85
38238 | UNIQUE | MARTIN | TN | PRIMARY | 36.34 | -88.85
37801 | STANDARD | MARYVILLE | TN | PRIMARY | 35.74 | -83.97
37802 | PO BOX | MARYVILLE | TN | PRIMARY | 35.74 | -83.97
37803 | STANDARD | MARYVILLE | TN | PRIMARY | 35.74 | -83.97
37804 | STANDARD | MARYVILLE | TN | PRIMARY | 35.74 | -83.97
37878 | STANDARD | TALLASSEE | TN | PRIMARY | 35.55 | -83.93
37806 | STANDARD | MASCOT | TN | PRIMARY | 36.06 | -83.76
38010 | PO BOX | BRADEN | TN | PRIMARY | 35.36 | -89.57
38049 | STANDARD | MASON | TN | PRIMARY | 35.41 | -89.53
38050 | PO BOX | MAURY CITY | TN | PRIMARY | 35.81 | -89.22
37807 | STANDARD | MAYNARDVILLE | TN | PRIMARY | 36.24 | -83.8
38355 | STANDARD | MEDINA | TN | PRIMARY | 35.8 | -88.77
38356 | STANDARD | MEDON | TN | PRIMARY | 35.45 | -88.86
37501 | UNIQUE | MEMPHIS | TN | PRIMARY | 35.1 | -90
37544 | UNIQUE | MEMPHIS | TN | PRIMARY | 35.15 | -90.05
38101 | PO BOX | MEMPHIS | TN | PRIMARY | 35.1 | -90
38103 | STANDARD | MEMPHIS | TN | PRIMARY | 35.1 | -90
38104 | STANDARD | MEMPHIS | TN | PRIMARY | 35.1 | -90
38105 | STANDARD | MEMPHIS | TN | PRIMARY | 35.1 | -90
38106 | STANDARD | MEMPHIS | TN | PRIMARY | 35.1 | -90
38107 | STANDARD | MEMPHIS | TN | PRIMARY | 35.1 | -90
38108 | STANDARD | MEMPHIS | TN | PRIMARY | 35.1 | -90
38109 | STANDARD | MEMPHIS | TN | PRIMARY | 35.1 | -90
38111 | STANDARD | MEMPHIS | TN | PRIMARY | 35.1 | -90
38112 | STANDARD | MEMPHIS | TN | PRIMARY | 35.1 | -90
38113 | PO BOX | MEMPHIS | TN | PRIMARY | 35.1 | -90
38114 | STANDARD | MEMPHIS | TN | PRIMARY | 35.1 | -90
38115 | STANDARD | MEMPHIS | TN | PRIMARY | 35.1 | -90
38116 | STANDARD | MEMPHIS | TN | PRIMARY | 35.1 | -90
38117 | STANDARD | MEMPHIS | TN | PRIMARY | 35.1 | -90
38118 | STANDARD | MEMPHIS | TN | PRIMARY | 35.1 | -90
38119 | STANDARD | MEMPHIS | TN | PRIMARY | 35.1 | -90
38120 | STANDARD | MEMPHIS | TN | PRIMARY | 35.1 | -90
38122 | STANDARD | MEMPHIS | TN | PRIMARY | 35.1 | -90
38124 | PO BOX | MEMPHIS | TN | PRIMARY | 35.1 | -90
38125 | STANDARD | MEMPHIS | TN | PRIMARY | 35.1 | -90
38126 | STANDARD | MEMPHIS | TN | PRIMARY | 35.1 | -90
38127 | STANDARD | MEMPHIS | TN | PRIMARY | 35.1 | -90
38128 | STANDARD | MEMPHIS | TN | PRIMARY | 35.1 | -90
38130 | PO BOX | MEMPHIS | TN | PRIMARY | 35.1 | -90
38131 | STANDARD | MEMPHIS | TN | PRIMARY | 35.1 | -90
38132 | STANDARD | MEMPHIS | TN | PRIMARY | 35.1 | -90
38133 | STANDARD | MEMPHIS | TN | PRIMARY | 35.1 | -90
38134 | STANDARD | MEMPHIS | TN | PRIMARY | 35.1 | -90
38135 | STANDARD | MEMPHIS | TN | PRIMARY | 35.1 | -90
38136 | UNIQUE | MEMPHIS | TN | PRIMARY | 35.1 | -90
38137 | STANDARD | MEMPHIS | TN | PRIMARY | 35.1 | -90
38141 | STANDARD | MEMPHIS | TN | PRIMARY | 35.1 | -90
38145 | UNIQUE | MEMPHIS | TN | PRIMARY | 35.1 | -90
38147 | UNIQUE | MEMPHIS | TN | PRIMARY | 35.1 | -90
38148 | UNIQUE | MEMPHIS | TN | PRIMARY | 35.1 | -90
38150 | UNIQUE | MEMPHIS | TN | PRIMARY | 35.1 | -90
38151 | UNIQUE | MEMPHIS | TN | PRIMARY | 35.1 | -90
38152 | UNIQUE | MEMPHIS | TN | PRIMARY | 35.1 | -90
38157 | STANDARD | MEMPHIS | TN | PRIMARY | 35.1 | -90
38159 | UNIQUE | MEMPHIS | TN | PRIMARY | 35.1 | -90
38161 | UNIQUE | MEMPHIS | TN | PRIMARY | 35.1 | -90
38163 | UNIQUE | MEMPHIS | TN | PRIMARY | 35.1 | -90
38166 | UNIQUE | MEMPHIS | TN | PRIMARY | 35.1 | -90
38167 | PO BOX | MEMPHIS | TN | PRIMARY | 35.1 | -90
38168 | PO BOX | MEMPHIS | TN | PRIMARY | 35.1 | -90
38173 | PO BOX | MEMPHIS | TN | PRIMARY | 35.1 | -90
38174 | PO BOX | MEMPHIS | TN | PRIMARY | 35.1 | -90
38175 | PO BOX | MEMPHIS | TN | PRIMARY | 35.1 | -90
38177 | PO BOX | MEMPHIS | TN | PRIMARY | 35.1 | -90
38181 | PO BOX | MEMPHIS | TN | PRIMARY | 35.1 | -90
38182 | PO BOX | MEMPHIS | TN | PRIMARY | 35.1 | -90
38184 | PO BOX | MEMPHIS | TN | PRIMARY | 35.1 | -90
38186 | PO BOX | MEMPHIS | TN | PRIMARY | 35.1 | -90
38187 | PO BOX | MEMPHIS | TN | PRIMARY | 35.1 | -90
38188 | UNIQUE | MEMPHIS | TN | PRIMARY | 35.1 | -90
38190 | PO BOX | MEMPHIS | TN | PRIMARY | 35.1 | -90
38193 | UNIQUE | MEMPHIS | TN | PRIMARY | 35.1 | -90
38194 | UNIQUE | MEMPHIS | TN | PRIMARY | 35.1 | -90
38197 | UNIQUE | MEMPHIS | TN | PRIMARY | 35.1 | -90
38392 | STANDARD | MERCER | TN | PRIMARY | 35.48 | -89.03
38357 | STANDARD | MICHIE | TN | PRIMARY | 35.06 | -88.42
38052 | STANDARD | MIDDLETON | TN | PRIMARY | 35.06 | -88.89
38358 | STANDARD | MILAN | TN | PRIMARY | 35.91 | -88.75
38359 | STANDARD | MILLEDGEVILLE | TN | PRIMARY | 35.37 | -88.36
37682 | PO BOX | MILLIGAN COLLEGE | TN | PRIMARY | 36.26 | -82.29
38053 | STANDARD | MILLINGTON | TN | PRIMARY | 35.33 | -89.88
38054 | PO BOX | MILLINGTON | TN | PRIMARY | 35.33 | -89.88
38055 | UNIQUE | MILLINGTON | TN | PRIMARY | 35.33 | -89.88
38083 | PO BOX | MILLINGTON | TN | PRIMARY | 35.33 | -89.88
37118 | STANDARD | MILTON | TN | PRIMARY | 35.92 | -86.17
38473 | STANDARD | MINOR HILL | TN | PRIMARY | 35.03 | -87.17
37119 | PO BOX | MITCHELLVILLE | TN | PRIMARY | 36.63 | -86.53
37810 | STANDARD | MOHAWK | TN | PRIMARY | 36.19 | -83.05
38573 | STANDARD | MONROE | TN | PRIMARY | 36.45 | -85.2
37356 | STANDARD | MONTEAGLE | TN | PRIMARY | 35.24 | -85.84
38574 | STANDARD | MONTEREY | TN | PRIMARY | 36.13 | -85.24
37811 | STANDARD | MOORESBURG | TN | PRIMARY | 36.34 | -83.22
38361 | STANDARD | MORRIS CHAPEL | TN | PRIMARY | 35.31 | -88.35
37357 | STANDARD | MORRISON | TN | PRIMARY | 35.6 | -85.91
37778 | PO BOX | LOWLAND | TN | PRIMARY | 36.15 | -83.2
37813 | STANDARD | MORRISTOWN | TN | PRIMARY | 36.21 | -83.29
37814 | STANDARD | MORRISTOWN | TN | PRIMARY | 36.21 | -83.29
37815 | PO BOX | MORRISTOWN | TN | PRIMARY | 36.21 | -83.29
37816 | PO BOX | MORRISTOWN | TN | PRIMARY | 36.21 | -83.29
38057 | STANDARD | MOSCOW | TN | PRIMARY | 35.06 | -89.39
37809 | STANDARD | MIDWAY | TN | PRIMARY | 36.28 | -82.42
37818 | STANDARD | MOSHEIM | TN | PRIMARY | 36.19 | -82.95
38575 | STANDARD | MOSS | TN | PRIMARY | 36.59 | -85.68
37680 | STANDARD | LAUREL BLOOMERY | TN | PRIMARY | 36.55 | -81.76
37683 | STANDARD | MOUNTAIN CITY | TN | PRIMARY | 36.47 | -81.8
37684 | PO BOX | MOUNTAIN HOME | TN | PRIMARY | 36.3 | -82.36
37121 | PO BOX | MOUNT JULIET | TN | PRIMARY | 36.2 | -86.52
37122 | STANDARD | MOUNT JULIET | TN | PRIMARY | 36.2 | -86.52
38474 | STANDARD | MOUNT PLEASANT | TN | PRIMARY | 35.55 | -87.19
37359 | STANDARD | MULBERRY | TN | PRIMARY | 35.18 | -86.41
38058 | STANDARD | MUNFORD | TN | PRIMARY | 35.44 | -89.8
37127 | STANDARD | MURFREESBORO | TN | PRIMARY | 35.85 | -86.39
37128 | STANDARD | MURFREESBORO | TN | PRIMARY | 35.85 | -86.39
37129 | STANDARD | MURFREESBORO | TN | PRIMARY | 35.85 | -86.39
37130 | STANDARD | MURFREESBORO | TN | PRIMARY | 35.85 | -86.39
37131 | UNIQUE | MURFREESBORO | TN | PRIMARY | 35.85 | -86.39
37132 | UNIQUE | MURFREESBORO | TN | PRIMARY | 35.85 | -86.39
37133 | PO BOX | MURFREESBORO | TN | PRIMARY | 35.85 | -86.39
37201 | STANDARD | NASHVILLE | TN | PRIMARY | 36.17 | -86.78
37202 | PO BOX | NASHVILLE | TN | PRIMARY | 36.17 | -86.78
37203 | STANDARD | NASHVILLE | TN | PRIMARY | 36.17 | -86.78
37204 | STANDARD | NASHVILLE | TN | PRIMARY | 36.17 | -86.78
37205 | STANDARD | NASHVILLE | TN | PRIMARY | 36.17 | -86.78
37206 | STANDARD | NASHVILLE | TN | PRIMARY | 36.17 | -86.78
37207 | STANDARD | NASHVILLE | TN | PRIMARY | 36.17 | -86.78
37208 | STANDARD | NASHVILLE | TN | PRIMARY | 36.17 | -86.78
37209 | STANDARD | NASHVILLE | TN | PRIMARY | 36.17 | -86.78
37210 | STANDARD | NASHVILLE | TN | PRIMARY | 36.17 | -86.78
37211 | STANDARD | NASHVILLE | TN | PRIMARY | 36.17 | -86.78
37212 | STANDARD | NASHVILLE | TN | PRIMARY | 36.17 | -86.78
37213 | STANDARD | NASHVILLE | TN | PRIMARY | 36.17 | -86.78
37214 | STANDARD | NASHVILLE | TN | PRIMARY | 36.17 | -86.78
37215 | STANDARD | NASHVILLE | TN | PRIMARY | 36.17 | -86.78
37216 | STANDARD | NASHVILLE | TN | PRIMARY | 36.17 | -86.78
37217 | STANDARD | NASHVILLE | TN | PRIMARY | 36.17 | -86.78
37218 | STANDARD | NASHVILLE | TN | PRIMARY | 36.17 | -86.78
37219 | STANDARD | NASHVILLE | TN | PRIMARY | 36.17 | -86.78
37220 | STANDARD | NASHVILLE | TN | PRIMARY | 36.17 | -86.78
37221 | STANDARD | NASHVILLE | TN | PRIMARY | 36.17 | -86.78
37222 | PO BOX | NASHVILLE | TN | PRIMARY | 36.17 | -86.78
37224 | PO BOX | NASHVILLE | TN | PRIMARY | 36.17 | -86.78
37227 | PO BOX | NASHVILLE | TN | PRIMARY | 36.17 | -86.78
37228 | STANDARD | NASHVILLE | TN | PRIMARY | 36.17 | -86.78
37229 | PO BOX | NASHVILLE | TN | PRIMARY | 36.17 | -86.78
37230 | PO BOX | NASHVILLE | TN | PRIMARY | 36.17 | -86.78
37232 | UNIQUE | NASHVILLE | TN | PRIMARY | 36.17 | -86.78
37234 | UNIQUE | NASHVILLE | TN | PRIMARY | 36.17 | -86.78
37235 | UNIQUE | NASHVILLE | TN | PRIMARY | 36.17 | -86.78
37236 | UNIQUE | NASHVILLE | TN | PRIMARY | 36.17 | -86.78
37238 | STANDARD | NASHVILLE | TN | PRIMARY | 36.17 | -86.78
37240 | UNIQUE | NASHVILLE | TN | PRIMARY | 36.17 | -86.78
37241 | UNIQUE | NASHVILLE | TN | PRIMARY | 36.17 | -86.78
37242 | UNIQUE | NASHVILLE | TN | PRIMARY | 36.17 | -86.78
37243 | UNIQUE | NASHVILLE | TN | PRIMARY | 36.17 | -86.78
37244 | PO BOX | NASHVILLE | TN | PRIMARY | 36.17 | -86.78
37246 | UNIQUE | NASHVILLE | TN | PRIMARY | 36.17 | -86.78
37250 | UNIQUE | NASHVILLE | TN | PRIMARY | 36.17 | -86.78
38059 | STANDARD | NEWBERN | TN | PRIMARY | 36.11 | -89.26
37134 | STANDARD | NEW JOHNSONVILLE | TN | PRIMARY | 36.01 | -87.95
37820 | STANDARD | NEW MARKET | TN | PRIMARY | 36.09 | -83.55
37821 | STANDARD | NEWPORT | TN | PRIMARY | 35.96 | -83.19
37822 | PO BOX | NEWPORT | TN | PRIMARY | 35.96 | -83.19
37773 | PO BOX | LONE MOUNTAIN | TN | PRIMARY | 36.38 | -83.58
37824 | PO BOX | NEW TAZEWELL | TN | PRIMARY | 36.43 | -83.6
37825 | STANDARD | NEW TAZEWELL | TN | PRIMARY | 36.43 | -83.6
37826 | STANDARD | NIOTA | TN | PRIMARY | 35.51 | -84.54
37135 | STANDARD | NOLENSVILLE | TN | PRIMARY | 35.94 | -86.64
37136 | PO BOX | NORENE | TN | PRIMARY | 36.11 | -86.29
37360 | STANDARD | NORMANDY | TN | PRIMARY | 35.45 | -86.25
37828 | PO BOX | NORRIS | TN | PRIMARY | 36.21 | -84.06
37137 | STANDARD | NUNNELLY | TN | PRIMARY | 35.89 | -87.52
37829 | STANDARD | OAKDALE | TN | PRIMARY | 35.98 | -84.55
38362 | STANDARD | OAKFIELD | TN | PRIMARY | 35.75 | -88.79
38048 | PO BOX | MACON | TN | PRIMARY | 35.17 | -89.54
38060 | STANDARD | OAKLAND | TN | PRIMARY | 35.22 | -89.51
37830 | STANDARD | OAK RIDGE | TN | PRIMARY | 35.96 | -84.29
37831 | PO BOX | OAK RIDGE | TN | PRIMARY | 35.96 | -84.29
38240 | STANDARD | OBION | TN | PRIMARY | 36.26 | -89.19
37361 | STANDARD | OCOEE | TN | PRIMARY | 35.1 | -84.7
37316 | PO BOX | CONASAUGA | TN | PRIMARY | 35 | -84.73
37362 | STANDARD | OLD FORT | TN | PRIMARY | 35.04 | -84.64
37138 | STANDARD | OLD HICKORY | TN | PRIMARY | 36.22 | -86.61
38475 | STANDARD | OLIVEHILL | TN | PRIMARY | 35.26 | -88.04
37840 | STANDARD | OLIVER SPRINGS | TN | PRIMARY | 36.03 | -84.32
37841 | STANDARD | ONEIDA | TN | PRIMARY | 36.5 | -84.51
37140 | STANDARD | ONLY | TN | PRIMARY | 35.87 | -87.65
37363 | STANDARD | OOLTEWAH | TN | PRIMARY | 35.06 | -85.09
37141 | STANDARD | ORLINDA | TN | PRIMARY | 36.6 | -86.67
38577 | STANDARD | PALL MALL | TN | PRIMARY | 36.56 | -84.95
37365 | STANDARD | PALMER | TN | PRIMARY | 35.35 | -85.56
38241 | STANDARD | PALMERSVILLE | TN | PRIMARY | 36.41 | -88.58
37142 | STANDARD | PALMYRA | TN | PRIMARY | 36.41 | -87.5
38242 | STANDARD | PARIS | TN | PRIMARY | 36.3 | -88.3
37843 | STANDARD | PARROTTSVILLE | TN | PRIMARY | 36 | -83.09
38328 | STANDARD | DARDEN | TN | PRIMARY | 35.63 | -88.23
38363 | STANDARD | PARSONS | TN | PRIMARY | 35.65 | -88.12
37143 | STANDARD | PEGRAM | TN | PRIMARY | 36.1 | -87.05
37366 | STANDARD | PELHAM | TN | PRIMARY | 35.32 | -85.78
37144 | STANDARD | PETERSBURG | TN | PRIMARY | 35.31 | -86.63
37845 | PO BOX | PETROS | TN | PRIMARY | 36.09 | -84.44
37846 | STANDARD | PHILADELPHIA | TN | PRIMARY | 35.67 | -84.4
38365 | PO BOX | PICKWICK DAM | TN | PRIMARY | 35.05 | -88.25
37367 | STANDARD | PIKEVILLE | TN | PRIMARY | 35.6 | -85.19
37686 | STANDARD | PINEY FLATS | TN | PRIMARY | 36.44 | -82.34
37699 | UNIQUE | PINEY FLATS | TN | PRIMARY | 36.44 | -82.34
38366 | STANDARD | PINSON | TN | PRIMARY | 35.47 | -88.73
37847 | STANDARD | PIONEER | TN | PRIMARY | 36.46 | -84.29
38578 | PO BOX | PLEASANT HILL | TN | PRIMARY | 35.97 | -85.19
37145 | STANDARD | PLEASANT SHADE | TN | PRIMARY | 36.35 | -85.9
37146 | STANDARD | PLEASANT VIEW | TN | PRIMARY | 36.37 | -87.04
38061 | STANDARD | POCAHONTAS | TN | PRIMARY | 35.05 | -88.81
37148 | STANDARD | PORTLAND | TN | PRIMARY | 36.58 | -86.51
37849 | STANDARD | POWELL | TN | PRIMARY | 36.03 | -84.02
38477 | STANDARD | PROSPECT | TN | PRIMARY | 35.05 | -87
38478 | STANDARD | PULASKI | TN | PRIMARY | 35.19 | -87.03
38251 | STANDARD | PURYEAR | TN | PRIMARY | 36.44 | -88.33
38579 | STANDARD | QUEBECK | TN | PRIMARY | 35.83 | -85.54
38367 | STANDARD | RAMER | TN | PRIMARY | 35.07 | -88.61
37149 | STANDARD | READYVILLE | TN | PRIMARY | 35.8 | -86.19
38368 | STANDARD | REAGAN | TN | PRIMARY | 35.51 | -88.35
37150 | STANDARD | RED BOILING SPRINGS | TN | PRIMARY | 36.53 | -85.85
37370 | STANDARD | RICEVILLE | TN | PRIMARY | 35.38 | -84.69
38580 | STANDARD | RICKMAN | TN | PRIMARY | 36.3 | -85.38
37151 | STANDARD | RIDDLETON | TN | PRIMARY | 36.34 | -86.03
38080 | STANDARD | RIDGELY | TN | PRIMARY | 36.26 | -89.48
37152 | PO BOX | RIDGETOP | TN | PRIMARY | 36.39 | -86.77
38063 | STANDARD | RIPLEY | TN | PRIMARY | 35.74 | -89.53
38253 | STANDARD | RIVES | TN | PRIMARY | 36.35 | -89.04
37687 | STANDARD | ROAN MOUNTAIN | TN | PRIMARY | 36.18 | -82.07
37852 | STANDARD | ROBBINS | TN | PRIMARY | 36.32 | -84.57
37853 | STANDARD | ROCKFORD | TN | PRIMARY | 35.82 | -83.93
38581 | STANDARD | ROCK ISLAND | TN | PRIMARY | 35.71 | -85.6
37153 | STANDARD | ROCKVALE | TN | PRIMARY | 35.75 | -86.55
37854 | STANDARD | ROCKWOOD | TN | PRIMARY | 35.87 | -84.67
37857 | STANDARD | ROGERSVILLE | TN | PRIMARY | 36.4 | -83
38066 | STANDARD | ROSSVILLE | TN | PRIMARY | 35.04 | -89.54
37860 | STANDARD | RUSSELLVILLE | TN | PRIMARY | 36.25 | -83.19
38369 | STANDARD | RUTHERFORD | TN | PRIMARY | 36.12 | -88.99
37861 | STANDARD | RUTLEDGE | TN | PRIMARY | 36.27 | -83.52
38481 | STANDARD | SAINT JOSEPH | TN | PRIMARY | 35.03 | -87.49
37304 | STANDARD | BAKEWELL | TN | PRIMARY | 35.39 | -85.11
37373 | STANDARD | SALE CREEK | TN | PRIMARY | 35.38 | -85.1
38370 | STANDARD | SALTILLO | TN | PRIMARY | 35.37 | -88.21
38254 | PO BOX | SAMBURG | TN | PRIMARY | 36.38 | -89.35
38482 | STANDARD | SANTA FE | TN | PRIMARY | 35.75 | -87.16
38371 | STANDARD | SARDIS | TN | PRIMARY | 35.44 | -88.29
38067 | STANDARD | SAULSBURY | TN | PRIMARY | 35.04 | -89.08
38372 | STANDARD | SAVANNAH | TN | PRIMARY | 35.22 | -88.23
38374 | STANDARD | SCOTTS HILL | TN | PRIMARY | 35.51 | -88.25
38375 | STANDARD | SELMER | TN | PRIMARY | 35.17 | -88.59
37374 | STANDARD | SEQUATCHIE | TN | PRIMARY | 35.19 | -85.66
37862 | STANDARD | SEVIERVILLE | TN | PRIMARY | 35.89 | -83.57
37863 | STANDARD | PIGEON FORGE | TN | PRIMARY | 35.79 | -83.55
37864 | PO BOX | SEVIERVILLE | TN | PRIMARY | 35.89 | -83.57
37868 | PO BOX | PIGEON FORGE | TN | PRIMARY | 35.79 | -83.55
37876 | STANDARD | SEVIERVILLE | TN | PRIMARY | 35.89 | -83.57
37375 | STANDARD | SEWANEE | TN | PRIMARY | 35.2 | -85.92
37383 | UNIQUE | SEWANEE | TN | PRIMARY | 35.2 | -85.92
37865 | STANDARD | SEYMOUR | TN | PRIMARY | 35.87 | -83.77
37688 | STANDARD | SHADY VALLEY | TN | PRIMARY | 36.51 | -81.92
38255 | STANDARD | SHARON | TN | PRIMARY | 36.23 | -88.82
37866 | STANDARD | SHARPS CHAPEL | TN | PRIMARY | 36.34 | -83.8
37160 | STANDARD | SHELBYVILLE | TN | PRIMARY | 35.49 | -86.44
37161 | UNIQUE | SHELBYVILLE | TN | PRIMARY | 35.49 | -86.44
37162 | PO BOX | SHELBYVILLE | TN | PRIMARY | 35.49 | -86.44
37376 | STANDARD | SHERWOOD | TN | PRIMARY | 35.06 | -85.95
38376 | STANDARD | SHILOH | TN | PRIMARY | 35.11 | -88.36
37377 | STANDARD | SIGNAL MOUNTAIN | TN | PRIMARY | 35.13 | -85.34
38582 | STANDARD | SILVER POINT | TN | PRIMARY | 36.09 | -85.76
37165 | PO BOX | SLAYDEN | TN | PRIMARY | 36.29 | -87.46
37378 | PO BOX | SMARTT | TN | PRIMARY | 35.63 | -85.84
37166 | STANDARD | SMITHVILLE | TN | PRIMARY | 35.95 | -85.82
37167 | STANDARD | SMYRNA | TN | PRIMARY | 35.98 | -86.51
37765 | STANDARD | KYLES FORD | TN | PRIMARY | 36.57 | -83.04
37869 | STANDARD | SNEEDVILLE | TN | PRIMARY | 36.53 | -83.21
37379 | STANDARD | SODDY DAISY | TN | PRIMARY | 35.26 | -85.17
37384 | PO BOX | SODDY DAISY | TN | PRIMARY | 35.26 | -85.17
38068 | STANDARD | SOMERVILLE | TN | PRIMARY | 35.23 | -89.35
37380 | STANDARD | SOUTH PITTSBURG | TN | PRIMARY | 35.01 | -85.71
38583 | STANDARD | SPARTA | TN | PRIMARY | 35.93 | -85.47
37870 | STANDARD | SPEEDWELL | TN | PRIMARY | 36.47 | -83.81
38585 | STANDARD | SPENCER | TN | PRIMARY | 35.74 | -85.45
37337 | STANDARD | GRANDVIEW | TN | PRIMARY | 35.74 | -84.83
37381 | STANDARD | SPRING CITY | TN | PRIMARY | 35.68 | -84.86
38378 | PO BOX | SPRING CREEK | TN | PRIMARY | 35.76 | -88.68
37172 | STANDARD | SPRINGFIELD | TN | PRIMARY | 36.49 | -86.87
37174 | STANDARD | SPRING HILL | TN | PRIMARY | 35.74 | -86.92
38256 | STANDARD | SPRINGVILLE | TN | PRIMARY | 36.25 | -88.15
38069 | STANDARD | STANTON | TN | PRIMARY | 35.46 | -89.4
38379 | STANDARD | STANTONVILLE | TN | PRIMARY | 35.15 | -88.42
37175 | STANDARD | STEWART | TN | PRIMARY | 36.32 | -87.89
37871 | STANDARD | STRAWBERRY PLAINS | TN | PRIMARY | 36.06 | -83.68
38380 | STANDARD | SUGAR TREE | TN | PRIMARY | 35.79 | -88.02
38483 | STANDARD | SUMMERTOWN | TN | PRIMARY | 35.43 | -87.33
37382 | PO BOX | SUMMITVILLE | TN | PRIMARY | 35.54 | -85.97
37872 | STANDARD | SUNBRIGHT | TN | PRIMARY | 36.24 | -84.67
37873 | STANDARD | SURGOINSVILLE | TN | PRIMARY | 36.47 | -82.85
37874 | STANDARD | SWEETWATER | TN | PRIMARY | 35.6 | -84.46
38488 | STANDARD | TAFT | TN | PRIMARY | 35.05 | -86.68
37877 | STANDARD | TALBOTT | TN | PRIMARY | 36.14 | -83.4
37879 | STANDARD | TAZEWELL | TN | PRIMARY | 36.45 | -83.57
37690 | STANDARD | TELFORD | TN | PRIMARY | 36.24 | -82.54
37314 | PO BOX | COKER CREEK | TN | PRIMARY | 35.26 | -84.3
37385 | STANDARD | TELLICO PLAINS | TN | PRIMARY | 35.36 | -84.29
37880 | STANDARD | TEN MILE | TN | PRIMARY | 35.66 | -84.66
37178 | STANDARD | TENNESSEE RIDGE | TN | PRIMARY | 36.31 | -87.76
37179 | STANDARD | THOMPSONS STATION | TN | PRIMARY | 35.82 | -87.01
37881 | STANDARD | THORN HILL | TN | PRIMARY | 36.35 | -83.41
38070 | PO BOX | TIGRETT | TN | PRIMARY | 35.96 | -89.24
38071 | PO BOX | TIPTON | TN | PRIMARY | 35.46 | -89.97
38079 | STANDARD | TIPTONVILLE | TN | PRIMARY | 36.37 | -89.47
38381 | STANDARD | TOONE | TN | PRIMARY | 35.35 | -88.95
37882 | STANDARD | TOWNSEND | TN | PRIMARY | 35.67 | -83.75
37387 | STANDARD | TRACY CITY | TN | PRIMARY | 35.25 | -85.75
37691 | STANDARD | TRADE | TN | PRIMARY | 36.34 | -81.74
38382 | STANDARD | TRENTON | TN | PRIMARY | 35.97 | -88.93
38258 | STANDARD | TREZEVANT | TN | PRIMARY | 36.01 | -88.62
38259 | STANDARD | TRIMBLE | TN | PRIMARY | 36.2 | -89.18
38260 | STANDARD | TROY | TN | PRIMARY | 36.33 | -89.16
37388 | STANDARD | TULLAHOMA | TN | PRIMARY | 35.37 | -86.2
37389 | STANDARD | ARNOLD AFB | TN | PRIMARY | 35.37 | -86.14
37391 | STANDARD | TURTLETOWN | TN | PRIMARY | 35.12 | -84.35
37692 | STANDARD | UNICOI | TN | PRIMARY | 36.19 | -82.35
38261 | STANDARD | UNION CITY | TN | PRIMARY | 36.42 | -89.05
38281 | PO BOX | UNION CITY | TN | PRIMARY | 36.42 | -89.05
37180 | STANDARD | UNIONVILLE | TN | PRIMARY | 35.62 | -86.59
37181 | STANDARD | VANLEER | TN | PRIMARY | 36.23 | -87.44
37394 | PO BOX | VIOLA | TN | PRIMARY | 35.53 | -85.86
37885 | STANDARD | VONORE | TN | PRIMARY | 35.59 | -84.23
37886 | STANDARD | WALLAND | TN | PRIMARY | 35.72 | -83.81
38587 | STANDARD | WALLING | TN | PRIMARY | 35.85 | -85.62
37887 | STANDARD | WARTBURG | TN | PRIMARY | 36.1 | -84.58
37183 | STANDARD | WARTRACE | TN | PRIMARY | 35.52 | -86.33
37848 | STANDARD | POWDER SPRINGS | TN | PRIMARY | 36.24 | -83.66
37888 | STANDARD | WASHBURN | TN | PRIMARY | 36.31 | -83.59
37694 | STANDARD | WATAUGA | TN | PRIMARY | 36.36 | -82.29
37184 | STANDARD | WATERTOWN | TN | PRIMARY | 36.09 | -86.13
37185 | STANDARD | WAVERLY | TN | PRIMARY | 36.09 | -87.78
38485 | STANDARD | WAYNESBORO | TN | PRIMARY | 35.32 | -87.75
37186 | STANDARD | WESTMORELAND | TN | PRIMARY | 36.56 | -86.24
38486 | STANDARD | WESTPOINT | TN | PRIMARY | 35.15 | -87.53
38387 | STANDARD | WESTPORT | TN | PRIMARY | 35.88 | -88.29
37187 | STANDARD | WHITE BLUFF | TN | PRIMARY | 36.1 | -87.21
37188 | STANDARD | WHITE HOUSE | TN | PRIMARY | 36.46 | -86.66
37890 | STANDARD | WHITE PINE | TN | PRIMARY | 36.09 | -83.29
37891 | STANDARD | WHITESBURG | TN | PRIMARY | 36.29 | -83.13
37189 | STANDARD | WHITES CREEK | TN | PRIMARY | 36.28 | -86.83
37396 | STANDARD | WHITESIDE | TN | PRIMARY | 35.09 | -85.39
38075 | STANDARD | WHITEVILLE | TN | PRIMARY | 35.32 | -89.14
38588 | STANDARD | WHITLEYVILLE | TN | PRIMARY | 36.48 | -85.7
37397 | STANDARD | WHITWELL | TN | PRIMARY | 35.2 | -85.51
38589 | STANDARD | WILDER | TN | PRIMARY | 36.26 | -85.08
38388 | STANDARD | WILDERSVILLE | TN | PRIMARY | 35.78 | -88.36
38476 | STANDARD | PRIMM SPRINGS | TN | PRIMARY | 35.8 | -87.25
38487 | STANDARD | WILLIAMSPORT | TN | PRIMARY | 35.64 | -87.23
38076 | STANDARD | WILLISTON | TN | PRIMARY | 35.15 | -89.37
37398 | STANDARD | WINCHESTER | TN | PRIMARY | 35.18 | -86.1
37892 | STANDARD | WINFIELD | TN | PRIMARY | 36.56 | -84.45
37190 | STANDARD | WOODBURY | TN | PRIMARY | 35.82 | -86.07
38271 | PO BOX | WOODLAND MILLS | TN | PRIMARY | 36.47 | -89.11
37191 | STANDARD | WOODLAWN | TN | PRIMARY | 36.5 | -87.54
38077 | PO BOX | WYNNBURG | TN | PRIMARY | 36.29 | -89.47
38389 | PO BOX | YORKVILLE | TN | PRIMARY | 36.09 | -89.11
38390 | STANDARD | YUMA | TN | PRIMARY | 35.86 | -88.37
47102 | STANDARD | AUSTIN | IN | PRIMARY | 38.74 | -85.81
47104 | STANDARD | BETHLEHEM | IN | PRIMARY | 38.53 | -85.41
47601 | STANDARD | BOONVILLE | IN | PRIMARY | 38.04 | -87.27
47106 | STANDARD | BORDEN | IN | PRIMARY | 38.46 | -85.95
47107 | PO BOX | BRADFORD | IN | PRIMARY | 38.36 | -86.06
47108 | STANDARD | CAMPBELLSBURG | IN | PRIMARY | 38.65 | -86.26
47610 | STANDARD | CHANDLER | IN | PRIMARY | 38.04 | -87.36
47111 | STANDARD | CHARLESTOWN | IN | PRIMARY | 38.45 | -85.66
47611 | STANDARD | CHRISNEY | IN | PRIMARY | 38.01 | -87.03
47112 | STANDARD | CORYDON | IN | PRIMARY | 38.21 | -86.12
47114 | STANDARD | CRANDALL | IN | PRIMARY | 38.28 | -86.06
47612 | STANDARD | CYNTHIANA | IN | PRIMARY | 38.18 | -87.7
47115 | STANDARD | DEPAUW | IN | PRIMARY | 38.33 | -86.21
47116 | STANDARD | ECKERTY | IN | PRIMARY | 38.31 | -86.61
47613 | STANDARD | ELBERFELD | IN | PRIMARY | 38.16 | -87.44
47647 | STANDARD | BUCKSKIN | IN | PRIMARY | 38.22 | -87.43
47117 | STANDARD | ELIZABETH | IN | PRIMARY | 38.12 | -85.97
47118 | STANDARD | ENGLISH | IN | PRIMARY | 38.33 | -86.46
47123 | STANDARD | GRANTSBURG | IN | PRIMARY | 38.28 | -86.46
47174 | STANDARD | SULPHUR | IN | PRIMARY | 38.23 | -86.46
47175 | STANDARD | TASWELL | IN | PRIMARY | 38.33 | -86.56
47701 | PO BOX | EVANSVILLE | IN | PRIMARY | 37.98 | -87.54
47702 | PO BOX | EVANSVILLE | IN | PRIMARY | 37.98 | -87.54
47703 | PO BOX | EVANSVILLE | IN | PRIMARY | 37.98 | -87.54
47704 | PO BOX | EVANSVILLE | IN | PRIMARY | 37.98 | -87.54
47705 | PO BOX | EVANSVILLE | IN | PRIMARY | 37.98 | -87.54
47706 | PO BOX | EVANSVILLE | IN | PRIMARY | 37.98 | -87.54
47708 | STANDARD | EVANSVILLE | IN | PRIMARY | 37.98 | -87.54
47710 | STANDARD | EVANSVILLE | IN | PRIMARY | 37.98 | -87.54
47711 | STANDARD | EVANSVILLE | IN | PRIMARY | 37.98 | -87.54
47712 | STANDARD | EVANSVILLE | IN | PRIMARY | 37.98 | -87.54
47713 | STANDARD | EVANSVILLE | IN | PRIMARY | 37.98 | -87.54
47714 | STANDARD | EVANSVILLE | IN | PRIMARY | 37.98 | -87.54
47715 | STANDARD | EVANSVILLE | IN | PRIMARY | 37.98 | -87.54
47716 | PO BOX | EVANSVILLE | IN | PRIMARY | 37.98 | -87.54
47719 | PO BOX | EVANSVILLE | IN | PRIMARY | 37.98 | -87.54
47720 | STANDARD | EVANSVILLE | IN | PRIMARY | 37.98 | -87.54
47721 | UNIQUE | EVANSVILLE | IN | PRIMARY | 37.98 | -87.54
47722 | UNIQUE | EVANSVILLE | IN | PRIMARY | 37.98 | -87.54
47724 | PO BOX | EVANSVILLE | IN | PRIMARY | 37.98 | -87.54
47725 | STANDARD | EVANSVILLE | IN | PRIMARY | 37.98 | -87.54
47728 | PO BOX | EVANSVILLE | IN | PRIMARY | 37.98 | -87.54
47730 | PO BOX | EVANSVILLE | IN | PRIMARY | 37.98 | -87.54
47731 | PO BOX | EVANSVILLE | IN | PRIMARY | 37.98 | -87.54
47732 | PO BOX | EVANSVILLE | IN | PRIMARY | 37.98 | -87.54
47733 | PO BOX | EVANSVILLE | IN | PRIMARY | 37.98 | -87.54
47734 | PO BOX | EVANSVILLE | IN | PRIMARY | 37.98 | -87.54
47735 | PO BOX | EVANSVILLE | IN | PRIMARY | 37.98 | -87.54
47736 | PO BOX | EVANSVILLE | IN | PRIMARY | 37.98 | -87.54
47737 | PO BOX | EVANSVILLE | IN | PRIMARY | 37.98 | -87.54
47740 | UNIQUE | EVANSVILLE | IN | PRIMARY | 37.98 | -87.54
47747 | UNIQUE | EVANSVILLE | IN | PRIMARY | 37.98 | -87.54
47750 | UNIQUE | EVANSVILLE | IN | PRIMARY | 37.98 | -87.54
47119 | STANDARD | FLOYDS KNOBS | IN | PRIMARY | 38.31 | -85.86
47614 | PO BOX | FOLSOMVILLE | IN | PRIMARY | 38.14 | -87.16
47648 | STANDARD | FORT BRANCH | IN | PRIMARY | 38.24 | -87.57
47649 | STANDARD | FRANCISCO | IN | PRIMARY | 38.33 | -87.44
47120 | STANDARD | FREDERICKSBURG | IN | PRIMARY | 38.43 | -86.18
47122 | STANDARD | GEORGETOWN | IN | PRIMARY | 38.29 | -85.97
47615 | STANDARD | GRANDVIEW | IN | PRIMARY | 37.93 | -86.98
47124 | STANDARD | GREENVILLE | IN | PRIMARY | 38.37 | -85.98
47616 | STANDARD | GRIFFIN | IN | PRIMARY | 38.2 | -87.91
47125 | STANDARD | HARDINSBURG | IN | PRIMARY | 38.46 | -86.27
47617 | PO BOX | HATFIELD | IN | PRIMARY | 37.9 | -87.22
47639 | STANDARD | HAUBSTADT | IN | PRIMARY | 38.2 | -87.57
47640 | STANDARD | HAZLETON | IN | PRIMARY | 38.48 | -87.54
47126 | STANDARD | HENRYVILLE | IN | PRIMARY | 38.53 | -85.76
47177 | STANDARD | UNDERWOOD | IN | PRIMARY | 38.59 | -85.78
47618 | PO BOX | INGLEFIELD | IN | PRIMARY | 38.09 | -87.57
47129 | STANDARD | CLARKSVILLE | IN | PRIMARY | 38.31 | -85.76
47130 | STANDARD | JEFFERSONVILLE | IN | PRIMARY | 38.3 | -85.72
47131 | PO BOX | JEFFERSONVILLE | IN | PRIMARY | 38.3 | -85.72
47132 | UNIQUE | JEFFERSONVILLE | IN | PRIMARY | 38.3 | -85.72
47133 | UNIQUE | JEFFERSONVILLE | IN | PRIMARY | 38.3 | -85.72
47134 | UNIQUE | JEFFERSONVILLE | IN | PRIMARY | 38.3 | -85.72
47144 | UNIQUE | JEFFERSONVILLE | IN | PRIMARY | 38.3 | -85.72
47190 | STANDARD | JEFFERSONVILLE | IN | PRIMARY | 38.29 | -85.73
47199 | UNIQUE | JEFFERSONVILLE | IN | PRIMARY | 38.3 | -85.72
47135 | STANDARD | LACONIA | IN | PRIMARY | 38.03 | -86.08
47136 | STANDARD | LANESVILLE | IN | PRIMARY | 38.23 | -85.98
47137 | STANDARD | LEAVENWORTH | IN | PRIMARY | 38.2 | -86.34
47138 | STANDARD | LEXINGTON | IN | PRIMARY | 38.65 | -85.61
47139 | PO BOX | LITTLE YORK | IN | PRIMARY | 38.69 | -85.9
47619 | STANDARD | LYNNVILLE | IN | PRIMARY | 38.19 | -87.31
47654 | PO BOX | MACKEY | IN | PRIMARY | 38.24 | -87.39
47140 | STANDARD | MARENGO | IN | PRIMARY | 38.37 | -86.34
47141 | STANDARD | MARYSVILLE | IN | PRIMARY | 38.58 | -85.65
47110 | STANDARD | CENTRAL | IN | PRIMARY | 38.1 | -86.15
47142 | STANDARD | MAUCKPORT | IN | PRIMARY | 38.02 | -86.2
47143 | STANDARD | MEMPHIS | IN | PRIMARY | 38.48 | -85.76
47145 | STANDARD | MILLTOWN | IN | PRIMARY | 38.34 | -86.27
47146 | PO BOX | MOUNT SAINT FRANCIS | IN | PRIMARY | 38.35 | -85.94
47620 | STANDARD | MOUNT VERNON | IN | PRIMARY | 37.93 | -87.89
47147 | STANDARD | NABB | IN | PRIMARY | 38.61 | -85.63
47150 | STANDARD | NEW ALBANY | IN | PRIMARY | 38.3 | -85.82
47151 | PO BOX | NEW ALBANY | IN | PRIMARY | 38.3 | -85.82
47629 | PO BOX | NEWBURGH | IN | PRIMARY | 37.94 | -87.4
47630 | STANDARD | NEWBURGH | IN | PRIMARY | 37.94 | -87.4
47631 | STANDARD | NEW HARMONY | IN | PRIMARY | 38.12 | -87.93
47160 | STANDARD | NEW MIDDLETOWN | IN | PRIMARY | 38.16 | -86.05
47161 | STANDARD | NEW SALISBURY | IN | PRIMARY | 38.31 | -86.1
47162 | STANDARD | NEW WASHINGTON | IN | PRIMARY | 38.56 | -85.55
47660 | STANDARD | OAKLAND CITY | IN | PRIMARY | 38.34 | -87.34
47163 | STANDARD | OTISCO | IN | PRIMARY | 38.53 | -85.66
47665 | STANDARD | OWENSVILLE | IN | PRIMARY | 38.27 | -87.69
47164 | STANDARD | PALMYRA | IN | PRIMARY | 38.4 | -86.11
47666 | STANDARD | PATOKA | IN | PRIMARY | 38.4 | -87.58
47165 | STANDARD | PEKIN | IN | PRIMARY | 38.49 | -86.01
47633 | STANDARD | POSEYVILLE | IN | PRIMARY | 38.17 | -87.78
47670 | STANDARD | PRINCETON | IN | PRIMARY | 38.35 | -87.56
47166 | STANDARD | RAMSEY | IN | PRIMARY | 38.31 | -86.15
47634 | STANDARD | RICHLAND | IN | PRIMARY | 37.91 | -87.2
47635 | STANDARD | ROCKPORT | IN | PRIMARY | 37.88 | -87.05
47167 | STANDARD | SALEM | IN | PRIMARY | 38.6 | -86.09
47170 | STANDARD | SCOTTSBURG | IN | PRIMARY | 38.68 | -85.78
47172 | STANDARD | SELLERSBURG | IN | PRIMARY | 38.39 | -85.75
47683 | PO BOX | SOMERVILLE | IN | PRIMARY | 38.27 | -87.37
47637 | STANDARD | TENNYSON | IN | PRIMARY | 38.08 | -87.11
47638 | STANDARD | WADESVILLE | IN | PRIMARY | 38.07 | -87.77
42201 | PO BOX | ABERDEEN | KY | PRIMARY | 37.25 | -86.68
42202 | STANDARD | ADAIRVILLE | KY | PRIMARY | 36.66 | -86.85
42120 | STANDARD | ADOLPHUS | KY | PRIMARY | 36.67 | -86.27
40801 | PO BOX | AGES BROOKSIDE | KY | PRIMARY | 36.83 | -83.25
42602 | STANDARD | ALBANY | KY | PRIMARY | 36.69 | -85.13
41601 | STANDARD | ALLEN | KY | PRIMARY | 37.61 | -82.72
42204 | STANDARD | ALLENSVILLE | KY | PRIMARY | 36.71 | -87.06
42020 | STANDARD | ALMO | KY | PRIMARY | 36.71 | -88.31
42603 | STANDARD | ALPHA | KY | PRIMARY | 36.76 | -85.01
42122 | STANDARD | ALVATON | KY | PRIMARY | 36.86 | -86.35
40402 | STANDARD | ANNVILLE | KY | PRIMARY | 37.32 | -83.96
41121 | STANDARD | ARGILLITE | KY | PRIMARY | 38.42 | -82.81
40902 | STANDARD | ARJAY | KY | PRIMARY | 36.8 | -83.64
42021 | STANDARD | ARLINGTON | KY | PRIMARY | 36.79 | -89.01
40903 | STANDARD | ARTEMUS | KY | PRIMARY | 36.83 | -83.84
41712 | STANDARD | ARY | KY | PRIMARY | 37.37 | -83.14
41512 | STANDARD | ASHCAMP | KY | PRIMARY | 37.26 | -82.43
40803 | PO BOX | ASHER | KY | PRIMARY | 37.04 | -83.4
41101 | STANDARD | ASHLAND | KY | PRIMARY | 38.45 | -82.64
41102 | STANDARD | ASHLAND | KY | PRIMARY | 38.45 | -82.64
41105 | PO BOX | ASHLAND | KY | PRIMARY | 38.45 | -82.64
41114 | UNIQUE | ASHLAND | KY | PRIMARY | 38.45 | -82.64
42206 | STANDARD | AUBURN | KY | PRIMARY | 36.86 | -86.71
42123 | STANDARD | AUSTIN | KY | PRIMARY | 36.81 | -86.01
41602 | STANDARD | AUXIER | KY | PRIMARY | 37.73 | -82.75
41713 | PO BOX | AVAWAM | KY | PRIMARY | 37.22 | -83.27
40003 | STANDARD | BAGDAD | KY | PRIMARY | 38.26 | -85.05
42022 | PO BOX | BANDANA | KY | PRIMARY | 37.14 | -88.94
41603 | STANDARD | BANNER | KY | PRIMARY | 37.58 | -82.7
40906 | STANDARD | BARBOURVILLE | KY | PRIMARY | 36.86 | -83.88
40946 | STANDARD | GREEN ROAD | KY | PRIMARY | 36.95 | -83.83
40004 | STANDARD | BARDSTOWN | KY | PRIMARY | 37.81 | -85.46
42023 | STANDARD | BARDWELL | KY | PRIMARY | 36.87 | -89.01
42024 | STANDARD | BARLOW | KY | PRIMARY | 37.05 | -89.04
42402 | PO BOX | BASKETT | KY | PRIMARY | 37.78 | -87.5
40104 | STANDARD | BATTLETOWN | KY | PRIMARY | 38.06 | -86.3
40806 | STANDARD | BAXTER | KY | PRIMARY | 36.86 | -83.33
41714 | STANDARD | BEAR BRANCH | KY | PRIMARY | 37.16 | -83.54
41311 | STANDARD | BEATTYVILLE | KY | PRIMARY | 37.58 | -83.7
41203 | STANDARD | BEAUTY | KY | PRIMARY | 37.83 | -82.43
41604 | STANDARD | BEAVER | KY | PRIMARY | 37.39 | -82.65
42320 | STANDARD | BEAVER DAM | KY | PRIMARY | 37.4 | -86.87
40006 | STANDARD | BEDFORD | KY | PRIMARY | 38.59 | -85.31
42322 | PO BOX | BEECH GROVE | KY | PRIMARY | 37.53 | -87.25
42323 | STANDARD | BEECHMONT | KY | PRIMARY | 37.17 | -87.05
42324 | STANDARD | BELTON | KY | PRIMARY | 37.14 | -86.96
42207 | STANDARD | BEE SPRING | KY | PRIMARY | 37.28 | -86.28
41513 | STANDARD | BELCHER | KY | PRIMARY | 37.34 | -82.37
41514 | STANDARD | BELFRY | KY | PRIMARY | 37.62 | -82.26
41535 | STANDARD | HUDDY | KY | PRIMARY | 37.59 | -82.27
41567 | STANDARD | STONE | KY | PRIMARY | 37.56 | -82.27
40807 | PO BOX | BENHAM | KY | PRIMARY | 36.96 | -82.95
42025 | STANDARD | BENTON | KY | PRIMARY | 36.85 | -88.35
40403 | STANDARD | BEREA | KY | PRIMARY | 37.57 | -84.29
40404 | UNIQUE | BEREA | KY | PRIMARY | 37.57 | -84.29
42516 | STANDARD | BETHELRIDGE | KY | PRIMARY | 37.23 | -84.76
40007 | STANDARD | BETHLEHEM | KY | PRIMARY | 38.4 | -85.06
41605 | STANDARD | BETSY LAYNE | KY | PRIMARY | 37.55 | -82.63
40913 | STANDARD | BEVERLY | KY | PRIMARY | 36.93 | -83.53
41606 | STANDARD | BEVINSVILLE | KY | PRIMARY | 37.33 | -82.71
42712 | STANDARD | BIG CLIFTY | KY | PRIMARY | 37.55 | -86.15
40914 | STANDARD | BIG CREEK | KY | PRIMARY | 37.16 | -83.56
40405 | PO BOX | BIGHILL | KY | PRIMARY | 37.57 | -84.23
40808 | STANDARD | BIG LAUREL | KY | PRIMARY | 36.97 | -83.21
40915 | STANDARD | BIMBLE | KY | PRIMARY | 36.87 | -83.82
41804 | STANDARD | BLACKEY | KY | PRIMARY | 37.14 | -82.97
41832 | STANDARD | LETCHER | KY | PRIMARY | 37.14 | -82.95
41124 | STANDARD | BLAINE | KY | PRIMARY | 38.02 | -82.85
41160 | STANDARD | MAZIE | KY | PRIMARY | 38.01 | -82.95
41226 | STANDARD | KEATON | KY | PRIMARY | 37.98 | -82.96
40810 | STANDARD | BLEDSOE | KY | PRIMARY | 36.92 | -83.36
40816 | STANDARD | CHAPPELL | KY | PRIMARY | 37 | -83.34
40008 | STANDARD | BLOOMFIELD | KY | PRIMARY | 37.91 | -85.31
41607 | STANDARD | BLUE RIVER | KY | PRIMARY | 37.62 | -82.84
42027 | STANDARD | BOAZ | KY | PRIMARY | 36.91 | -88.61
42713 | STANDARD | BONNIEVILLE | KY | PRIMARY | 37.37 | -85.9
41719 | STANDARD | BONNYMAN | KY | PRIMARY | 37.31 | -83.22
41314 | STANDARD | BOONEVILLE | KY | PRIMARY | 37.47 | -83.67
41351 | STANDARD | MISTLETOE | KY | PRIMARY | 37.31 | -83.59
41364 | STANDARD | RICETOWN | KY | PRIMARY | 37.39 | -83.62
41204 | STANDARD | BOONS CAMP | KY | PRIMARY | 37.83 | -82.7
40107 | STANDARD | BOSTON | KY | PRIMARY | 37.78 | -85.66
42101 | STANDARD | BOWLING GREEN | KY | PRIMARY | 36.97 | -86.44
42102 | PO BOX | BOWLING GREEN | KY | PRIMARY | 36.97 | -86.44
42103 | STANDARD | BOWLING GREEN | KY | PRIMARY | 36.97 | -86.44
42104 | STANDARD | BOWLING GREEN | KY | PRIMARY | 36.97 | -86.44
42128 | PO BOX | DRAKE | KY | PRIMARY | 36.82 | -86.39
40009 | STANDARD | BRADFORDSVILLE | KY | PRIMARY | 37.49 | -85.14
40108 | STANDARD | BRANDENBURG | KY | PRIMARY | 37.99 | -86.18
42715 | STANDARD | BREEDING | KY | PRIMARY | 36.95 | -85.41
42741 | STANDARD | GLENS FORK | KY | PRIMARY | 37.01 | -85.25
42325 | STANDARD | BREMEN | KY | PRIMARY | 37.36 | -87.21
40409 | STANDARD | BRODHEAD | KY | PRIMARY | 37.4 | -84.41
42518 | STANDARD | BRONSTON | KY | PRIMARY | 36.98 | -84.61
40109 | STANDARD | BROOKS | KY | PRIMARY | 38.06 | -85.71
42210 | STANDARD | BROWNSVILLE | KY | PRIMARY | 37.18 | -86.25
40921 | STANDARD | BRYANTS STORE | KY | PRIMARY | 36.77 | -83.92
40410 | PO BOX | BRYANTSVILLE | KY | PRIMARY | 37.71 | -84.65
41721 | STANDARD | BUCKHORN | KY | PRIMARY | 37.34 | -83.47
40010 | STANDARD | BUCKNER | KY | PRIMARY | 38.38 | -85.43
42716 | STANDARD | BUFFALO | KY | PRIMARY | 37.51 | -85.7
41722 | STANDARD | BULAN | KY | PRIMARY | 37.29 | -83.16
41517 | STANDARD | BURDINE | KY | PRIMARY | 37.18 | -82.6
40310 | PO BOX | BURGIN | KY | PRIMARY | 37.75 | -84.76
42717 | STANDARD | BURKESVILLE | KY | PRIMARY | 36.79 | -85.36
42028 | STANDARD | BURNA | KY | PRIMARY | 37.21 | -88.4
42519 | STANDARD | BURNSIDE | KY | PRIMARY | 36.98 | -84.6
42211 | STANDARD | CADIZ | KY | PRIMARY | 36.86 | -87.82
42327 | STANDARD | CALHOUN | KY | PRIMARY | 37.54 | -87.25
42371 | STANDARD | RUMSEY | KY | PRIMARY | 37.49 | -87.28
42029 | STANDARD | CALVERT CITY | KY | PRIMARY | 37.03 | -88.35
40813 | STANDARD | CALVIN | KY | PRIMARY | 36.72 | -83.62
40011 | STANDARD | CAMPBELLSBURG | KY | PRIMARY | 38.52 | -85.2
40075 | STANDARD | TURNERS STATION | KY | PRIMARY | 38.55 | -85.12
42718 | STANDARD | CAMPBELLSVILLE | KY | PRIMARY | 37.34 | -85.34
42719 | PO BOX | CAMPBELLSVILLE | KY | PRIMARY | 37.34 | -85.34
42733 | STANDARD | ELK HORN | KY | PRIMARY | 37.31 | -85.28
40376 | STANDARD | SLADE | KY | PRIMARY | 37.79 | -83.7
41301 | STANDARD | CAMPTON | KY | PRIMARY | 37.73 | -83.54
41360 | STANDARD | PINE RIDGE | KY | PRIMARY | 37.76 | -83.61
41519 | STANDARD | CANADA | KY | PRIMARY | 37.6 | -82.32
42720 | PO BOX | CANE VALLEY | KY | PRIMARY | 37.18 | -85.31
42721 | STANDARD | CANEYVILLE | KY | PRIMARY | 37.42 | -86.48
42722 | STANDARD | CANMER | KY | PRIMARY | 37.28 | -85.78
41408 | STANDARD | CANNEL CITY | KY | PRIMARY | 37.78 | -83.27
40923 | STANDARD | CANNON | KY | PRIMARY | 36.91 | -83.85
40311 | STANDARD | CARLISLE | KY | PRIMARY | 38.31 | -84.03
40350 | STANDARD | MOOREFIELD | KY | PRIMARY | 38.26 | -83.93
41725 | PO BOX | CARRIE | KY | PRIMARY | 37.33 | -83.03
41128 | PO BOX | CARTER | KY | PRIMARY | 38.42 | -83.1
41129 | STANDARD | CATLETTSBURG | KY | PRIMARY | 38.41 | -82.6
42127 | STANDARD | CAVE CITY | KY | PRIMARY | 37.13 | -85.96
40815 | STANDARD | CAWOOD | KY | PRIMARY | 36.74 | -83.26
42724 | STANDARD | CECILIA | KY | PRIMARY | 37.66 | -85.95
42214 | STANDARD | CENTER | KY | PRIMARY | 37.13 | -85.68
42328 | STANDARD | CENTERTOWN | KY | PRIMARY | 37.41 | -86.99
42330 | STANDARD | CENTRAL CITY | KY | PRIMARY | 37.29 | -87.12
42215 | STANDARD | CERULEAN | KY | PRIMARY | 36.96 | -87.66
40012 | STANDARD | CHAPLIN | KY | PRIMARY | 37.9 | -85.21
41727 | STANDARD | CHAVIES | KY | PRIMARY | 37.34 | -83.35
42726 | STANDARD | CLARKSON | KY | PRIMARY | 37.49 | -86.22
42404 | STANDARD | CLAY | KY | PRIMARY | 37.47 | -87.82
40312 | STANDARD | CLAY CITY | KY | PRIMARY | 37.86 | -83.92
41317 | STANDARD | CLAYHOLE | KY | PRIMARY | 37.46 | -83.29
40313 | STANDARD | CLEARFIELD | KY | PRIMARY | 38.16 | -83.43
42332 | PO BOX | CLEATON | KY | PRIMARY | 37.25 | -87.09
40110 | PO BOX | CLERMONT | KY | PRIMARY | 37.91 | -85.65
42216 | PO BOX | CLIFTY | KY | PRIMARY | 36.99 | -87.14
42031 | STANDARD | CLINTON | KY | PRIMARY | 36.66 | -88.99
40927 | STANDARD | CLOSPLINT | KY | PRIMARY | 36.9 | -83.06
40111 | STANDARD | CLOVERPORT | KY | PRIMARY | 37.83 | -86.62
40819 | STANDARD | COLDIRON | KY | PRIMARY | 36.82 | -83.45
42728 | STANDARD | COLUMBIA | KY | PRIMARY | 37.09 | -85.3
42753 | STANDARD | KNIFLEY | KY | PRIMARY | 37.22 | -85.14
42032 | STANDARD | COLUMBUS | KY | PRIMARY | 36.75 | -89.1
41729 | STANDARD | COMBS | KY | PRIMARY | 37.26 | -83.21
40701 | STANDARD | CORBIN | KY | PRIMARY | 36.93 | -84.1
40702 | PO BOX | CORBIN | KY | PRIMARY | 36.93 | -84.1
41731 | STANDARD | CORNETTSVILLE | KY | PRIMARY | 37.13 | -83.07
41819 | STANDARD | GORDON | KY | PRIMARY | 37 | -83.02
42406 | STANDARD | CORYDON | KY | PRIMARY | 37.73 | -87.7
40013 | STANDARD | COXS CREEK | KY | PRIMARY | 37.9 | -85.46
40419 | STANDARD | CRAB ORCHARD | KY | PRIMARY | 37.46 | -84.5
40820 | STANDARD | CRANKS | KY | PRIMARY | 36.76 | -83.17
42033 | PO BOX | CRAYNE | KY | PRIMARY | 37.27 | -88.08
40014 | STANDARD | CRESTWOOD | KY | PRIMARY | 38.33 | -85.48
41413 | PO BOX | CROCKETT | KY | PRIMARY | 37.98 | -83.09
42217 | STANDARD | CROFTON | KY | PRIMARY | 37.04 | -87.48
41810 | PO BOX | CROMONA | KY | PRIMARY | 37.18 | -82.69
42333 | STANDARD | CROMWELL | KY | PRIMARY | 37.33 | -86.8
42729 | STANDARD | CUB RUN | KY | PRIMARY | 37.3 | -86.06
40823 | STANDARD | CUMBERLAND | KY | PRIMARY | 36.98 | -82.98
42035 | STANDARD | CUNNINGHAM | KY | PRIMARY | 36.89 | -88.87
40115 | STANDARD | CUSTER | KY | PRIMARY | 37.73 | -86.25
41615 | STANDARD | DANA | KY | PRIMARY | 37.55 | -82.69
40422 | STANDARD | DANVILLE | KY | PRIMARY | 37.64 | -84.77
40423 | PO BOX | DANVILLE | KY | PRIMARY | 37.64 | -84.77
40452 | PO BOX | MITCHELLSBURG | KY | PRIMARY | 37.6 | -84.95
41616 | STANDARD | DAVID | KY | PRIMARY | 37.16 | -82.95
42408 | STANDARD | DAWSON SPRINGS | KY | PRIMARY | 37.17 | -87.68
40824 | PO BOX | DAYHOIT | KY | PRIMARY | 36.86 | -83.38
41812 | STANDARD | DEANE | KY | PRIMARY | 37.24 | -82.77
41735 | STANDARD | DELPHIA | KY | PRIMARY | 37.02 | -83.08
40316 | STANDARD | DENNISTON | KY | PRIMARY | 37.91 | -83.53
40930 | PO BOX | DEWITT | KY | PRIMARY | 36.87 | -83.73
42036 | STANDARD | DEXTER | KY | PRIMARY | 36.69 | -88.16
41736 | PO BOX | DICE | KY | PRIMARY | 37.36 | -83.22
42409 | STANDARD | DIXON | KY | PRIMARY | 37.51 | -87.69
41520 | PO BOX | DORTON | KY | PRIMARY | 37.27 | -82.57
42321 | STANDARD | BEECH CREEK | KY | PRIMARY | 37.18 | -87.12
42326 | STANDARD | BROWDER | KY | PRIMARY | 37.27 | -87.01
42337 | STANDARD | DRAKESBORO | KY | PRIMARY | 37.21 | -87.04
42731 | STANDARD | DUBRE | KY | PRIMARY | 36.83 | -85.55
42219 | STANDARD | DUNBAR | KY | PRIMARY | 37.18 | -86.76
42338 | STANDARD | DUNDEE | KY | PRIMARY | 37.55 | -86.78
42339 | STANDARD | DUNMOR | KY | PRIMARY | 37.08 | -87.01
42528 | STANDARD | DUNNVILLE | KY | PRIMARY | 37.2 | -85
41621 | STANDARD | DWALE | KY | PRIMARY | 37.62 | -82.72
41739 | PO BOX | DWARF | KY | PRIMARY | 37.33 | -83.12
42037 | PO BOX | DYCUSBURG | KY | PRIMARY | 37.16 | -88.18
42410 | STANDARD | EARLINGTON | KY | PRIMARY | 37.27 | -87.51
40729 | STANDARD | EAST BERNSTADT | KY | PRIMARY | 37.18 | -84.11
41622 | STANDARD | EASTERN | KY | PRIMARY | 37.51 | -82.8
42732 | STANDARD | EASTVIEW | KY | PRIMARY | 37.58 | -86.05
40018 | PO BOX | EASTWOOD | KY | PRIMARY | 38.25 | -85.48
42038 | STANDARD | EDDYVILLE | KY | PRIMARY | 37.07 | -88.07
42129 | STANDARD | EDMONTON | KY | PRIMARY | 36.98 | -85.62
40117 | STANDARD | EKRON | KY | PRIMARY | 37.93 | -86.17
42701 | STANDARD | ELIZABETHTOWN | KY | PRIMARY | 37.7 | -85.87
42702 | PO BOX | ELIZABETHTOWN | KY | PRIMARY | 37.7 | -85.87
41522 | STANDARD | ELKHORN CITY | KY | PRIMARY | 37.3 | -82.34
41542 | PO BOX | LOOKOUT | KY | PRIMARY | 37.31 | -82.46
42220 | STANDARD | ELKTON | KY | PRIMARY | 36.81 | -87.15
42280 | STANDARD | SHARON GROVE | KY | PRIMARY | 36.94 | -87.09
40317 | PO BOX | ELLIOTTVILLE | KY | PRIMARY | 38.18 | -83.27
40019 | STANDARD | EMINENCE | KY | PRIMARY | 38.36 | -85.17
40730 | PO BOX | EMLYN | KY | PRIMARY | 36.7 | -84.14
41740 | STANDARD | EMMALENA | KY | PRIMARY | 37.33 | -83.07
40826 | STANDARD | EOLIA | KY | PRIMARY | 37.05 | -82.79
41815 | STANDARD | ERMINE | KY | PRIMARY | 37.11 | -82.79
40827 | STANDARD | ESSIE | KY | PRIMARY | 37.06 | -83.45
42567 | STANDARD | EUBANK | KY | PRIMARY | 37.27 | -84.65
40828 | STANDARD | EVARTS | KY | PRIMARY | 36.86 | -83.19
40843 | STANDARD | HOLMES MILL | KY | PRIMARY | 36.86 | -83
41425 | STANDARD | EZEL | KY | PRIMARY | 37.89 | -83.44
40118 | STANDARD | FAIRDALE | KY | PRIMARY | 38.11 | -85.75
40020 | PO BOX | FAIRFIELD | KY | PRIMARY | 37.93 | -85.38
42221 | PO BOX | FAIRVIEW | KY | PRIMARY | 36.84 | -87.31
41426 | PO BOX | FALCON | KY | PRIMARY | 37.78 | -83
40932 | PO BOX | FALL ROCK | KY | PRIMARY | 37.22 | -83.78
40119 | STANDARD | FALLS OF ROUGH | KY | PRIMARY | 37.6 | -86.55
42039 | STANDARD | FANCY FARM | KY | PRIMARY | 36.75 | -88.79
40319 | PO BOX | FARMERS | KY | PRIMARY | 38.14 | -83.54
42040 | STANDARD | FARMINGTON | KY | PRIMARY | 36.67 | -88.53
41524 | STANDARD | FEDSCREEK | KY | PRIMARY | 37.4 | -82.24
42533 | STANDARD | FERGUSON | KY | PRIMARY | 37.06 | -84.59
40022 | STANDARD | FINCHVILLE | KY | PRIMARY | 38.15 | -85.31
40023 | STANDARD | FISHERVILLE | KY | PRIMARY | 38.16 | -85.42
41743 | PO BOX | FISTY | KY | PRIMARY | 37.33 | -83.1
41219 | STANDARD | FLATGAP | KY | PRIMARY | 37.93 | -82.88
40935 | STANDARD | FLAT LICK | KY | PRIMARY | 36.82 | -83.76
40997 | STANDARD | WALKER | KY | PRIMARY | 36.88 | -83.71
41139 | STANDARD | FLATWOODS | KY | PRIMARY | 38.51 | -82.72
41526 | PO BOX | FORDS BRANCH | KY | PRIMARY | 37.32 | -82.57
42343 | STANDARD | FORDSVILLE | KY | PRIMARY | 37.63 | -86.71
42361 | STANDARD | OLATON | KY | PRIMARY | 37.53 | -86.7
41527 | STANDARD | FOREST HILLS | KY | PRIMARY | 37.63 | -82.29
42223 | STANDARD | FORT CAMPBELL | KY | PRIMARY | 36.65 | -87.54
40121 | STANDARD | FORT KNOX | KY | PRIMARY | 37.89 | -85.96
40122 | STANDARD | FORT KNOX | KY | PRIMARY | 37.89 | -85.96
42133 | STANDARD | FOUNTAIN RUN | KY | PRIMARY | 36.72 | -85.96
40939 | STANDARD | FOURMILE | KY | PRIMARY | 36.79 | -83.74
40940 | STANDARD | FRAKES | KY | PRIMARY | 36.64 | -83.92
40601 | STANDARD | FRANKFORT | KY | PRIMARY | 38.19 | -84.86
40602 | PO BOX | FRANKFORT | KY | PRIMARY | 38.19 | -84.86
40603 | PO BOX | FRANKFORT | KY | PRIMARY | 38.19 | -84.86
40604 | PO BOX | FRANKFORT | KY | PRIMARY | 38.19 | -84.86
40618 | UNIQUE | FRANKFORT | KY | PRIMARY | 38.19 | -84.86
40619 | UNIQUE | FRANKFORT | KY | PRIMARY | 38.19 | -84.86
40620 | UNIQUE | FRANKFORT | KY | PRIMARY | 38.19 | -84.86
40621 | UNIQUE | FRANKFORT | KY | PRIMARY | 38.19 | -84.86
40622 | UNIQUE | FRANKFORT | KY | PRIMARY | 38.19 | -84.86
42134 | STANDARD | FRANKLIN | KY | PRIMARY | 36.72 | -86.57
42135 | PO BOX | FRANKLIN | KY | PRIMARY | 36.72 | -86.57
42411 | STANDARD | FREDONIA | KY | PRIMARY | 37.2 | -88.05
41528 | STANDARD | FREEBURN | KY | PRIMARY | 37.54 | -82.14
40322 | STANDARD | FRENCHBURG | KY | PRIMARY | 37.95 | -83.62
42041 | STANDARD | FULTON | KY | PRIMARY | 36.51 | -88.88
42140 | STANDARD | GAMALIEL | KY | PRIMARY | 36.63 | -85.79
40140 | STANDARD | GARFIELD | KY | PRIMARY | 37.78 | -86.35
41817 | STANDARD | GARNER | KY | PRIMARY | 37.35 | -82.92
40941 | PO BOX | GARRARD | KY | PRIMARY | 37.12 | -83.74
41630 | STANDARD | GARRETT | KY | PRIMARY | 37.48 | -82.83
41632 | STANDARD | GUNLOCK | KY | PRIMARY | 37.54 | -82.92
41141 | STANDARD | GARRISON | KY | PRIMARY | 38.55 | -83.19
41745 | STANDARD | GAYS CREEK | KY | PRIMARY | 37.33 | -83.4
40324 | STANDARD | GEORGETOWN | KY | PRIMARY | 38.2 | -84.55
42044 | STANDARD | GILBERTSVILLE | KY | PRIMARY | 36.96 | -88.27
40943 | STANDARD | GIRDLER | KY | PRIMARY | 36.93 | -83.84
42131 | STANDARD | ETOILE | KY | PRIMARY | 36.81 | -85.91
42141 | STANDARD | GLASGOW | KY | PRIMARY | 36.99 | -85.92
42142 | PO BOX | GLASGOW | KY | PRIMARY | 36.99 | -85.92
42156 | STANDARD | LUCAS | KY | PRIMARY | 36.88 | -86.03
42740 | STANDARD | GLENDALE | KY | PRIMARY | 37.6 | -85.91
40025 | PO BOX | GLENVIEW | KY | PRIMARY | 38.3 | -85.65
40944 | PO BOX | GOOSE ROCK | KY | PRIMARY | 37.09 | -83.69
40026 | STANDARD | GOSHEN | KY | PRIMARY | 38.4 | -85.59
42232 | STANDARD | GRACEY | KY | PRIMARY | 36.85 | -87.65
42742 | STANDARD | GRADYVILLE | KY | PRIMARY | 37.08 | -85.41
42344 | STANDARD | GRAHAM | KY | PRIMARY | 37.24 | -87.29
41142 | PO BOX | GRAHN | KY | PRIMARY | 38.3 | -83.09
42045 | STANDARD | GRAND RIVERS | KY | PRIMARY | 37 | -88.23
40328 | STANDARD | GRAVEL SWITCH | KY | PRIMARY | 37.58 | -85.05
40734 | STANDARD | GRAY | KY | PRIMARY | 36.94 | -84
40434 | PO BOX | GRAY HAWK | KY | PRIMARY | 37.39 | -83.93
40829 | PO BOX | GRAYS KNOB | KY | PRIMARY | 36.8 | -83.3
41143 | STANDARD | GRAYSON | KY | PRIMARY | 38.33 | -82.93
42743 | STANDARD | GREENSBURG | KY | PRIMARY | 37.25 | -85.49
41144 | STANDARD | GREENUP | KY | PRIMARY | 38.57 | -82.82
42345 | STANDARD | GREENVILLE | KY | PRIMARY | 37.2 | -87.17
41631 | STANDARD | GRETHEL | KY | PRIMARY | 37.49 | -82.64
40142 | STANDARD | GUSTON | KY | PRIMARY | 37.88 | -86.21
42234 | STANDARD | GUTHRIE | KY | PRIMARY | 36.65 | -87.17
41222 | STANDARD | HAGERHILL | KY | PRIMARY | 37.78 | -82.79
41821 | STANDARD | HALLIE | KY | PRIMARY | 37.1 | -83.02
42047 | STANDARD | HAMPTON | KY | PRIMARY | 37.33 | -88.4
42413 | STANDARD | HANSON | KY | PRIMARY | 37.41 | -87.47
41746 | STANDARD | HAPPY | KY | PRIMARY | 37.2 | -83.09
41747 | PO BOX | HARDBURLY | KY | PRIMARY | 37.24 | -83.2
42048 | STANDARD | HARDIN | KY | PRIMARY | 36.76 | -88.3
40143 | STANDARD | HARDINSBURG | KY | PRIMARY | 37.77 | -86.45
40171 | STANDARD | UNION STAR | KY | PRIMARY | 37.93 | -86.45
41531 | STANDARD | HARDY | KY | PRIMARY | 37.61 | -82.24
42746 | STANDARD | HARDYVILLE | KY | PRIMARY | 37.25 | -85.8
40818 | STANDARD | COALGOOD | KY | PRIMARY | 36.8 | -83.23
40831 | STANDARD | HARLAN | KY | PRIMARY | 36.84 | -83.32
40840 | STANDARD | HELTON | KY | PRIMARY | 36.95 | -83.39
40858 | STANDARD | MOZELLE | KY | PRIMARY | 37 | -83.39
40144 | STANDARD | HARNED | KY | PRIMARY | 37.75 | -86.41
40178 | STANDARD | WESTVIEW | KY | PRIMARY | 37.68 | -86.42
41635 | STANDARD | HAROLD | KY | PRIMARY | 37.53 | -82.63
40330 | STANDARD | HARRODSBURG | KY | PRIMARY | 37.76 | -84.84
40027 | PO BOX | HARRODS CREEK | KY | PRIMARY | 38.28 | -85.62
42347 | STANDARD | HARTFORD | KY | PRIMARY | 37.45 | -86.89
42348 | STANDARD | HAWESVILLE | KY | PRIMARY | 37.89 | -86.75
42364 | PO BOX | PELLVILLE | KY | PRIMARY | 37.75 | -86.81
41701 | STANDARD | HAZARD | KY | PRIMARY | 37.25 | -83.19
41702 | PO BOX | HAZARD | KY | PRIMARY | 37.25 | -83.19
41723 | STANDARD | BUSY | KY | PRIMARY | 37.25 | -83.3
42049 | STANDARD | HAZEL | KY | PRIMARY | 36.5 | -88.32
41332 | STANDARD | HAZEL GREEN | KY | PRIMARY | 37.79 | -83.41
41333 | PO BOX | HEIDELBERG | KY | PRIMARY | 37.55 | -83.77
40949 | STANDARD | HEIDRICK | KY | PRIMARY | 36.88 | -83.87
41534 | STANDARD | HELLIER | KY | PRIMARY | 37.27 | -82.49
42419 | PO BOX | HENDERSON | KY | PRIMARY | 37.83 | -87.58
42420 | STANDARD | HENDERSON | KY | PRIMARY | 37.83 | -87.58
42236 | STANDARD | HERNDON | KY | PRIMARY | 36.71 | -87.6
42050 | STANDARD | HICKMAN | KY | PRIMARY | 36.56 | -89.18
42051 | STANDARD | HICKORY | KY | PRIMARY | 36.84 | -88.69
41636 | STANDARD | HI HAT | KY | PRIMARY | 37.39 | -82.72
40951 | PO BOX | HIMA | KY | PRIMARY | 37.12 | -83.77
41822 | STANDARD | HINDMAN | KY | PRIMARY | 37.33 | -82.98
40953 | STANDARD | HINKLE | KY | PRIMARY | 36.91 | -83.81
42152 | PO BOX | HISEVILLE | KY | PRIMARY | 37.1 | -85.81
41132 | STANDARD | DENTON | KY | PRIMARY | 38.28 | -82.82
41146 | STANDARD | HITCHINS | KY | PRIMARY | 38.23 | -82.91
42748 | STANDARD | HODGENVILLE | KY | PRIMARY | 37.56 | -85.73
42153 | STANDARD | HOLLAND | KY | PRIMARY | 36.7 | -86.06
42240 | STANDARD | HOPKINSVILLE | KY | PRIMARY | 36.85 | -87.49
42241 | PO BOX | HOPKINSVILLE | KY | PRIMARY | 36.85 | -87.49
42349 | STANDARD | HORSE BRANCH | KY | PRIMARY | 37.4 | -86.71
42749 | STANDARD | HORSE CAVE | KY | PRIMARY | 37.17 | -85.91
40844 | PO BOX | HOSKINSTON | KY | PRIMARY | 37.07 | -83.39
40145 | STANDARD | HUDSON | KY | PRIMARY | 37.65 | -86.28
41640 | STANDARD | HUEYSVILLE | KY | PRIMARY | 37.54 | -82.83
40845 | STANDARD | HULEN | KY | PRIMARY | 36.74 | -83.53
40437 | STANDARD | HUSTONVILLE | KY | PRIMARY | 37.47 | -84.81
41749 | STANDARD | HYDEN | KY | PRIMARY | 37.16 | -83.37
41762 | STANDARD | SIZEROCK | KY | PRIMARY | 37.22 | -83.5
41766 | STANDARD | THOUSANDSTICKS | KY | PRIMARY | 37.18 | -83.42
41214 | STANDARD | DEBORD | KY | PRIMARY | 37.82 | -82.55
41224 | STANDARD | INEZ | KY | PRIMARY | 37.86 | -82.53
40955 | PO BOX | INGRAM | KY | PRIMARY | 36.73 | -83.79
40336 | STANDARD | IRVINE | KY | PRIMARY | 37.69 | -83.96
40472 | STANDARD | RAVENNA | KY | PRIMARY | 37.68 | -83.94
40146 | STANDARD | IRVINGTON | KY | PRIMARY | 37.87 | -86.28
42350 | STANDARD | ISLAND | KY | PRIMARY | 37.44 | -87.14
41338 | STANDARD | ISLAND CITY | KY | PRIMARY | 37.36 | -83.76
41824 | STANDARD | ISOM | KY | PRIMARY | 37.18 | -82.89
41149 | STANDARD | ISONVILLE | KY | PRIMARY | 38.06 | -83.05
41642 | STANDARD | IVEL | KY | PRIMARY | 37.59 | -82.66
41825 | STANDARD | JACKHORN | KY | PRIMARY | 37.16 | -82.68
41307 | STANDARD | ATHOL | KY | PRIMARY | 37.55 | -83.57
41310 | STANDARD | BAYS | KY | PRIMARY | 37.64 | -83.24
41339 | STANDARD | JACKSON | KY | PRIMARY | 37.55 | -83.37
41366 | STANDARD | ROUSSEAU | KY | PRIMARY | 37.59 | -83.23
41390 | STANDARD | WHICK | KY | PRIMARY | 37.42 | -83.37
42629 | STANDARD | JAMESTOWN | KY | PRIMARY | 36.99 | -85.07
41751 | STANDARD | JEFF | KY | PRIMARY | 37.2 | -83.13
41774 | STANDARD | VIPER | KY | PRIMARY | 37.18 | -83.14
40337 | STANDARD | JEFFERSONVILLE | KY | PRIMARY | 37.96 | -83.82
41537 | STANDARD | JENKINS | KY | PRIMARY | 37.17 | -82.62
41563 | STANDARD | SHELBY GAP | KY | PRIMARY | 37.21 | -82.55
41826 | STANDARD | JEREMIAH | KY | PRIMARY | 37.16 | -82.92
42252 | STANDARD | JETSON | KY | PRIMARY | 37.23 | -86.51
41538 | PO BOX | JONANCY | KY | PRIMARY | 37.31 | -82.58
40440 | STANDARD | JUNCTION CITY | KY | PRIMARY | 37.58 | -84.78
40737 | STANDARD | KEAVY | KY | PRIMARY | 37 | -84.16
40339 | PO BOX | KEENE | KY | PRIMARY | 37.93 | -84.63
40847 | PO BOX | KENVIR | KY | PRIMARY | 36.85 | -83.15
40958 | STANDARD | KETTLE ISLAND | KY | PRIMARY | 36.79 | -83.6
42053 | STANDARD | KEVIL | KY | PRIMARY | 37.08 | -88.88
41539 | STANDARD | KIMPER | KY | PRIMARY | 37.49 | -82.34
40442 | STANDARD | KINGS MOUNTAIN | KY | PRIMARY | 37.36 | -84.7
42054 | STANDARD | KIRKSEY | KY | PRIMARY | 36.68 | -88.42
41828 | STANDARD | KITE | KY | PRIMARY | 37.33 | -82.81
41859 | STANDARD | DEMA | KY | PRIMARY | 37.43 | -82.85
42154 | STANDARD | KNOB LICK | KY | PRIMARY | 37.08 | -85.68
41754 | STANDARD | KRYPTON | KY | PRIMARY | 37.31 | -83.33
42055 | STANDARD | KUTTAWA | KY | PRIMARY | 37.06 | -88.1
42056 | STANDARD | LA CENTER | KY | PRIMARY | 37.07 | -88.97
41643 | STANDARD | LACKEY | KY | PRIMARY | 37.46 | -82.8
42254 | STANDARD | LA FAYETTE | KY | PRIMARY | 36.66 | -87.65
40031 | STANDARD | LA GRANGE | KY | PRIMARY | 38.4 | -85.37
40032 | UNIQUE | LA GRANGE | KY | PRIMARY | 38.4 | -85.37
40444 | STANDARD | LANCASTER | KY | PRIMARY | 37.61 | -84.57
40446 | UNIQUE | LANCASTER | KY | PRIMARY | 37.61 | -84.57
40342 | STANDARD | LAWRENCEBURG | KY | PRIMARY | 38.03 | -84.89
40033 | STANDARD | LEBANON | KY | PRIMARY | 37.56 | -85.25
40150 | STANDARD | LEBANON JUNCTION | KY | PRIMARY | 37.83 | -85.72
41831 | STANDARD | LEBURN | KY | PRIMARY | 37.34 | -82.95
42058 | STANDARD | LEDBETTER | KY | PRIMARY | 37.04 | -88.49
42754 | STANDARD | LEITCHFIELD | KY | PRIMARY | 37.48 | -86.29
42755 | PO BOX | LEITCHFIELD | KY | PRIMARY | 37.48 | -86.29
40849 | PO BOX | LEJUNIOR | KY | PRIMARY | 36.9 | -83.07
42256 | STANDARD | LEWISBURG | KY | PRIMARY | 36.98 | -86.95
42351 | STANDARD | LEWISPORT | KY | PRIMARY | 37.93 | -86.9
40502 | STANDARD | LEXINGTON | KY | PRIMARY | 38.04 | -84.45
40503 | STANDARD | LEXINGTON | KY | PRIMARY | 38.04 | -84.45
40504 | STANDARD | LEXINGTON | KY | PRIMARY | 38.04 | -84.45
40505 | STANDARD | LEXINGTON | KY | PRIMARY | 38.04 | -84.45
40506 | UNIQUE | LEXINGTON | KY | PRIMARY | 38.04 | -84.45
40507 | STANDARD | LEXINGTON | KY | PRIMARY | 38.04 | -84.45
40508 | STANDARD | LEXINGTON | KY | PRIMARY | 38.04 | -84.45
40509 | STANDARD | LEXINGTON | KY | PRIMARY | 38.04 | -84.45
40510 | STANDARD | LEXINGTON | KY | PRIMARY | 38.04 | -84.45
40511 | STANDARD | LEXINGTON | KY | PRIMARY | 38.04 | -84.45
40512 | PO BOX | LEXINGTON | KY | PRIMARY | 38.04 | -84.45
40513 | STANDARD | LEXINGTON | KY | PRIMARY | 38.04 | -84.45
40514 | STANDARD | LEXINGTON | KY | PRIMARY | 38.04 | -84.45
40515 | STANDARD | LEXINGTON | KY | PRIMARY | 38.04 | -84.45
40516 | STANDARD | LEXINGTON | KY | PRIMARY | 38.04 | -84.45
40517 | STANDARD | LEXINGTON | KY | PRIMARY | 38.04 | -84.45
40522 | PO BOX | LEXINGTON | KY | PRIMARY | 38.04 | -84.45
40523 | PO BOX | LEXINGTON | KY | PRIMARY | 38.04 | -84.45
40524 | PO BOX | LEXINGTON | KY | PRIMARY | 38.04 | -84.45
40526 | UNIQUE | LEXINGTON | KY | PRIMARY | 38.04 | -84.45
40533 | PO BOX | LEXINGTON | KY | PRIMARY | 38.04 | -84.45
40536 | UNIQUE | LEXINGTON | KY | PRIMARY | 38.04 | -84.45
40544 | PO BOX | LEXINGTON | KY | PRIMARY | 38.04 | -84.45
40546 | UNIQUE | LEXINGTON | KY | PRIMARY | 38.04 | -84.45
40550 | UNIQUE | LEXINGTON | KY | PRIMARY | 38.04 | -84.45
40555 | PO BOX | LEXINGTON | KY | PRIMARY | 38.04 | -84.45
40574 | PO BOX | LEXINGTON | KY | PRIMARY | 38.04 | -84.45
40575 | PO BOX | LEXINGTON | KY | PRIMARY | 38.04 | -84.45
40576 | PO BOX | LEXINGTON | KY | PRIMARY | 38.04 | -84.45
40577 | PO BOX | LEXINGTON | KY | PRIMARY | 38.04 | -84.45
40578 | PO BOX | LEXINGTON | KY | PRIMARY | 38.04 | -84.45
40579 | PO BOX | LEXINGTON | KY | PRIMARY | 38.04 | -84.45
40580 | PO BOX | LEXINGTON | KY | PRIMARY | 38.04 | -84.45
40581 | PO BOX | LEXINGTON | KY | PRIMARY | 38.04 | -84.45
40582 | PO BOX | LEXINGTON | KY | PRIMARY | 38.04 | -84.45
40583 | PO BOX | LEXINGTON | KY | PRIMARY | 38.04 | -84.45
40588 | PO BOX | LEXINGTON | KY | PRIMARY | 38.04 | -84.45
40591 | PO BOX | LEXINGTON | KY | PRIMARY | 38.04 | -84.45
40598 | UNIQUE | LEXINGTON | KY | PRIMARY | 38.05 | -84.5
42539 | STANDARD | LIBERTY | KY | PRIMARY | 37.31 | -84.93
41540 | STANDARD | LICK CREEK | KY | PRIMARY | 37.34 | -82.32
40740 | STANDARD | LILY | KY | PRIMARY | 37.02 | -84.07
41834 | STANDARD | LITTCARR | KY | PRIMARY | 37.24 | -82.94
42352 | STANDARD | LIVERMORE | KY | PRIMARY | 37.49 | -87.13
40445 | STANDARD | LIVINGSTON | KY | PRIMARY | 37.29 | -84.21
40460 | STANDARD | ORLANDO | KY | PRIMARY | 37.37 | -84.26
40724 | PO BOX | BUSH | KY | PRIMARY | 37.09 | -83.87
40741 | STANDARD | LONDON | KY | PRIMARY | 37.12 | -84.08
40742 | PO BOX | LONDON | KY | PRIMARY | 37.12 | -84.08
40743 | PO BOX | LONDON | KY | PRIMARY | 37.12 | -84.08
40744 | STANDARD | LONDON | KY | PRIMARY | 37.12 | -84.08
40745 | PO BOX | LONDON | KY | PRIMARY | 37.12 | -84.08
41347 | PO BOX | LONE | KY | PRIMARY | 37.53 | -83.6
40037 | STANDARD | LORETTO | KY | PRIMARY | 37.63 | -85.4
41348 | STANDARD | LOST CREEK | KY | PRIMARY | 37.48 | -83.32
41201 | STANDARD | ADAMS | KY | PRIMARY | 38 | -82.71
41230 | STANDARD | LOUISA | KY | PRIMARY | 38.1 | -82.6
40201 | PO BOX | LOUISVILLE | KY | PRIMARY | 38.22 | -85.74
40202 | STANDARD | LOUISVILLE | KY | PRIMARY | 38.22 | -85.74
40203 | STANDARD | LOUISVILLE | KY | PRIMARY | 38.22 | -85.74
40204 | STANDARD | LOUISVILLE | KY | PRIMARY | 38.22 | -85.74
40205 | STANDARD | LOUISVILLE | KY | PRIMARY | 38.22 | -85.74
40206 | STANDARD | LOUISVILLE | KY | PRIMARY | 38.22 | -85.74
40207 | STANDARD | LOUISVILLE | KY | PRIMARY | 38.22 | -85.74
40208 | STANDARD | LOUISVILLE | KY | PRIMARY | 38.22 | -85.74
40209 | STANDARD | LOUISVILLE | KY | PRIMARY | 38.22 | -85.74
40210 | STANDARD | LOUISVILLE | KY | PRIMARY | 38.22 | -85.74
40211 | STANDARD | LOUISVILLE | KY | PRIMARY | 38.22 | -85.74
40212 | STANDARD | LOUISVILLE | KY | PRIMARY | 38.22 | -85.74
40213 | STANDARD | LOUISVILLE | KY | PRIMARY | 38.22 | -85.74
40214 | STANDARD | LOUISVILLE | KY | PRIMARY | 38.22 | -85.74
40215 | STANDARD | LOUISVILLE | KY | PRIMARY | 38.22 | -85.74
40216 | STANDARD | LOUISVILLE | KY | PRIMARY | 38.22 | -85.74
40217 | STANDARD | LOUISVILLE | KY | PRIMARY | 38.22 | -85.74
40218 | STANDARD | LOUISVILLE | KY | PRIMARY | 38.22 | -85.74
40219 | STANDARD | LOUISVILLE | KY | PRIMARY | 38.22 | -85.74
40220 | STANDARD | LOUISVILLE | KY | PRIMARY | 38.22 | -85.74
40221 | PO BOX | LOUISVILLE | KY | PRIMARY | 38.22 | -85.74
40222 | STANDARD | LOUISVILLE | KY | PRIMARY | 38.22 | -85.74
40223 | STANDARD | LOUISVILLE | KY | PRIMARY | 38.22 | -85.74
40224 | PO BOX | LOUISVILLE | KY | PRIMARY | 38.22 | -85.74
40225 | UNIQUE | LOUISVILLE | KY | PRIMARY | 38.22 | -85.74
40228 | STANDARD | LOUISVILLE | KY | PRIMARY | 38.22 | -85.74
40229 | STANDARD | LOUISVILLE | KY | PRIMARY | 38.22 | -85.74
40231 | PO BOX | LOUISVILLE | KY | PRIMARY | 38.22 | -85.74
40232 | PO BOX | LOUISVILLE | KY | PRIMARY | 38.22 | -85.74
40233 | PO BOX | LOUISVILLE | KY | PRIMARY | 38.22 | -85.74
40241 | STANDARD | LOUISVILLE | KY | PRIMARY | 38.22 | -85.74
40242 | STANDARD | LOUISVILLE | KY | PRIMARY | 38.22 | -85.74
40243 | STANDARD | LOUISVILLE | KY | PRIMARY | 38.22 | -85.74
40245 | STANDARD | LOUISVILLE | KY | PRIMARY | 38.22 | -85.74
40250 | PO BOX | LOUISVILLE | KY | PRIMARY | 38.22 | -85.74
40251 | PO BOX | LOUISVILLE | KY | PRIMARY | 38.22 | -85.74
40252 | PO BOX | LOUISVILLE | KY | PRIMARY | 38.22 | -85.74
40253 | PO BOX | LOUISVILLE | KY | PRIMARY | 38.22 | -85.74
40255 | PO BOX | LOUISVILLE | KY | PRIMARY | 38.22 | -85.74
40256 | PO BOX | LOUISVILLE | KY | PRIMARY | 38.22 | -85.74
40257 | PO BOX | LOUISVILLE | KY | PRIMARY | 38.22 | -85.74
40258 | STANDARD | LOUISVILLE | KY | PRIMARY | 38.22 | -85.74
40259 | PO BOX | LOUISVILLE | KY | PRIMARY | 38.22 | -85.74
40261 | PO BOX | LOUISVILLE | KY | PRIMARY | 38.22 | -85.74
40266 | UNIQUE | LOUISVILLE | KY | PRIMARY | 38.22 | -85.74
40268 | PO BOX | LOUISVILLE | KY | PRIMARY | 38.22 | -85.74
40269 | PO BOX | LOUISVILLE | KY | PRIMARY | 38.22 | -85.74
40270 | PO BOX | LOUISVILLE | KY | PRIMARY | 38.22 | -85.74
40272 | STANDARD | LOUISVILLE | KY | PRIMARY | 38.22 | -85.74
40280 | UNIQUE | LOUISVILLE | KY | PRIMARY | 38.22 | -85.74
40281 | UNIQUE | LOUISVILLE | KY | PRIMARY | 38.22 | -85.74
40282 | UNIQUE | LOUISVILLE | KY | PRIMARY | 38.22 | -85.74
40283 | UNIQUE | LOUISVILLE | KY | PRIMARY | 38.22 | -85.74
40285 | PO BOX | LOUISVILLE | KY | PRIMARY | 38.22 | -85.74
40287 | UNIQUE | LOUISVILLE | KY | PRIMARY | 38.22 | -85.74
40289 | UNIQUE | LOUISVILLE | KY | PRIMARY | 38.22 | -85.74
40290 | PO BOX | LOUISVILLE | KY | PRIMARY | 38.22 | -85.74
40291 | STANDARD | LOUISVILLE | KY | PRIMARY | 38.22 | -85.74
40292 | UNIQUE | LOUISVILLE | KY | PRIMARY | 38.22 | -85.74
40293 | UNIQUE | LOUISVILLE | KY | PRIMARY | 38.22 | -85.74
40294 | UNIQUE | LOUISVILLE | KY | PRIMARY | 38.22 | -85.74
40295 | PO BOX | LOUISVILLE | KY | PRIMARY | 38.22 | -85.74
40296 | UNIQUE | LOUISVILLE | KY | PRIMARY | 38.22 | -85.74
40297 | UNIQUE | LOUISVILLE | KY | PRIMARY | 38.22 | -85.74
40298 | PO BOX | LOUISVILLE | KY | PRIMARY | 38.22 | -85.74
40299 | STANDARD | LOUISVILLE | KY | PRIMARY | 38.22 | -85.74
40129 | PO BOX | HILLVIEW | KY | PRIMARY | 38.07 | -85.67
42060 | PO BOX | LOVELACEVILLE | KY | PRIMARY | 36.96 | -88.83
41231 | STANDARD | LOVELY | KY | PRIMARY | 37.82 | -82.45
42061 | PO BOX | LOWES | KY | PRIMARY | 36.88 | -88.77
41232 | STANDARD | LOWMANSVILLE | KY | PRIMARY | 37.91 | -82.71
40854 | PO BOX | LOYALL | KY | PRIMARY | 36.85 | -83.35
40855 | PO BOX | LYNCH | KY | PRIMARY | 36.96 | -82.91
42063 | PO BOX | LYNNVILLE | KY | PRIMARY | 36.56 | -88.56
41543 | STANDARD | MC ANDREWS | KY | PRIMARY | 37.54 | -82.28
41544 | STANDARD | MC CARR | KY | PRIMARY | 37.59 | -82.16
41558 | STANDARD | RANSOM | KY | PRIMARY | 37.54 | -82.2
40152 | STANDARD | MC DANIELS | KY | PRIMARY | 37.59 | -86.4
41647 | STANDARD | MC DOWELL | KY | PRIMARY | 37.42 | -82.74
42354 | STANDARD | MC HENRY | KY | PRIMARY | 37.37 | -86.92
40447 | STANDARD | MC KEE | KY | PRIMARY | 37.43 | -83.98
40488 | PO BOX | WANETA | KY | PRIMARY | 37.47 | -84.03
40448 | PO BOX | MC KINNEY | KY | PRIMARY | 37.47 | -84.75
40153 | PO BOX | MC QUADY | KY | PRIMARY | 37.73 | -86.54
41835 | STANDARD | MC ROBERTS | KY | PRIMARY | 37.21 | -82.66
42355 | STANDARD | MACEO | KY | PRIMARY | 37.85 | -87
40040 | STANDARD | MACKVILLE | KY | PRIMARY | 37.73 | -85.06
42431 | STANDARD | MADISONVILLE | KY | PRIMARY | 37.33 | -87.5
42757 | STANDARD | MAGNOLIA | KY | PRIMARY | 37.45 | -85.75
41547 | STANDARD | MAJESTIC | KY | PRIMARY | 37.53 | -82.1
41836 | STANDARD | MALLIE | KY | PRIMARY | 37.3 | -82.91
41451 | PO BOX | MALONE | KY | PRIMARY | 37.87 | -83.25
42259 | STANDARD | MAMMOTH CAVE | KY | PRIMARY | 37.2 | -86.1
40962 | STANDARD | MANCHESTER | KY | PRIMARY | 37.15 | -83.76
42436 | STANDARD | MANITOU | KY | PRIMARY | 37.41 | -87.57
42758 | PO BOX | MANNSVILLE | KY | PRIMARY | 37.36 | -85.2
42064 | STANDARD | MARION | KY | PRIMARY | 37.33 | -88.07
42759 | PO BOX | MARROWBONE | KY | PRIMARY | 36.81 | -85.5
42631 | PO BOX | MARSHES SIDING | KY | PRIMARY | 36.74 | -84.48
41159 | STANDARD | MARTHA | KY | PRIMARY | 38.01 | -82.95
41649 | STANDARD | MARTIN | KY | PRIMARY | 37.57 | -82.75
40830 | STANDARD | GULSTON | KY | PRIMARY | 36.75 | -83.33
40964 | STANDARD | MARY ALICE | KY | PRIMARY | 36.78 | -83.33
40041 | PO BOX | MASONIC HOME | KY | PRIMARY | 38.26 | -85.65
42066 | STANDARD | MAYFIELD | KY | PRIMARY | 36.73 | -88.64
41837 | STANDARD | MAYKING | KY | PRIMARY | 37.13 | -82.76
41838 | STANDARD | MILLSTONE | KY | PRIMARY | 37.16 | -82.75
41855 | STANDARD | THORNTON | KY | PRIMARY | 37.15 | -82.73
41234 | STANDARD | MEALLY | KY | PRIMARY | 37.79 | -82.73
40334 | STANDARD | HOPE | KY | PRIMARY | 38.01 | -83.77
40346 | STANDARD | MEANS | KY | PRIMARY | 37.94 | -83.76
42069 | STANDARD | MELBER | KY | PRIMARY | 36.91 | -88.75
41612 | STANDARD | BYPRO | KY | PRIMARY | 37.3 | -82.7
41650 | STANDARD | MELVIN | KY | PRIMARY | 37.35 | -82.69
42541 | STANDARD | MIDDLEBURG | KY | PRIMARY | 37.35 | -84.81
40965 | STANDARD | MIDDLESBORO | KY | PRIMARY | 36.61 | -83.72
40347 | STANDARD | MIDWAY | KY | PRIMARY | 38.14 | -84.68
42070 | PO BOX | MILBURN | KY | PRIMARY | 36.79 | -88.89
40348 | PO BOX | MILLERSBURG | KY | PRIMARY | 38.3 | -84.14
42762 | STANDARD | MILLWOOD | KY | PRIMARY | 37.45 | -86.5
40045 | STANDARD | MILTON | KY | PRIMARY | 38.71 | -85.37
41651 | STANDARD | MINNIE | KY | PRIMARY | 37.47 | -82.75
40856 | STANDARD | MIRACLE | KY | PRIMARY | 36.76 | -83.58
41352 | STANDARD | MIZE | KY | PRIMARY | 37.86 | -83.37
42633 | STANDARD | MONTICELLO | KY | PRIMARY | 36.84 | -84.84
40351 | STANDARD | MOREHEAD | KY | PRIMARY | 38.19 | -83.44
42437 | STANDARD | MORGANFIELD | KY | PRIMARY | 37.68 | -87.9
42261 | STANDARD | MORGANTOWN | KY | PRIMARY | 37.21 | -86.7
42440 | PO BOX | MORTONS GAP | KY | PRIMARY | 37.23 | -87.47
40046 | STANDARD | MOUNT EDEN | KY | PRIMARY | 38.03 | -85.16
42157 | STANDARD | MOUNT HERMON | KY | PRIMARY | 36.8 | -85.81
42764 | STANDARD | MOUNT SHERMAN | KY | PRIMARY | 37.43 | -85.62
40353 | STANDARD | MOUNT STERLING | KY | PRIMARY | 38.06 | -83.94
40456 | STANDARD | MOUNT VERNON | KY | PRIMARY | 37.36 | -84.34
40473 | PO BOX | RENFRO VALLEY | KY | PRIMARY | 37.38 | -84.33
40047 | STANDARD | MOUNT WASHINGTON | KY | PRIMARY | 38.04 | -85.55
41839 | STANDARD | MOUSIE | KY | PRIMARY | 37.41 | -82.87
41548 | STANDARD | MOUTHCARD | KY | PRIMARY | 37.38 | -82.25
40155 | STANDARD | MULDRAUGH | KY | PRIMARY | 37.93 | -85.99
42765 | STANDARD | MUNFORDVILLE | KY | PRIMARY | 37.28 | -85.89
42071 | STANDARD | MURRAY | KY | PRIMARY | 36.61 | -88.31
41549 | PO BOX | MYRA | KY | PRIMARY | 37.28 | -82.6
42544 | STANDARD | NANCY | KY | PRIMARY | 37.07 | -84.75
40048 | PO BOX | NAZARETH | KY | PRIMARY | 37.83 | -85.46
41840 | STANDARD | NEON | KY | PRIMARY | 37.21 | -82.7
40049 | PO BOX | NERINX | KY | PRIMARY | 37.66 | -85.42
40050 | STANDARD | NEW CASTLE | KY | PRIMARY | 38.43 | -85.17
42076 | STANDARD | NEW CONCORD | KY | PRIMARY | 36.59 | -88.06
40051 | STANDARD | NEW HAVEN | KY | PRIMARY | 37.65 | -85.58
40052 | STANDARD | NEW HOPE | KY | PRIMARY | 37.63 | -85.51
40355 | STANDARD | NEW LIBERTY | KY | PRIMARY | 38.62 | -84.89
40340 | PO BOX | NICHOLASVILLE | KY | PRIMARY | 37.87 | -84.58
40356 | STANDARD | NICHOLASVILLE | KY | PRIMARY | 37.87 | -84.58
40357 | PO BOX | NORTH MIDDLETOWN | KY | PRIMARY | 38.14 | -84.11
42442 | STANDARD | NORTONVILLE | KY | PRIMARY | 37.18 | -87.45
42262 | STANDARD | OAK GROVE | KY | PRIMARY | 36.66 | -87.42
42159 | STANDARD | OAKLAND | KY | PRIMARY | 37.04 | -86.25
41238 | STANDARD | OIL SPRINGS | KY | PRIMARY | 37.8 | -82.94
41164 | STANDARD | OLIVE HILL | KY | PRIMARY | 38.3 | -83.16
42265 | STANDARD | OLMSTEAD | KY | PRIMARY | 36.75 | -87.01
40358 | STANDARD | OLYMPIA | KY | PRIMARY | 38.09 | -83.69
40972 | STANDARD | ONEIDA | KY | PRIMARY | 37.27 | -83.64
40981 | PO BOX | SAUL | KY | PRIMARY | 37.27 | -83.49
41459 | PO BOX | OPHIR | KY | PRIMARY | 37.9 | -83.01
42301 | STANDARD | OWENSBORO | KY | PRIMARY | 37.75 | -87.11
42302 | PO BOX | OWENSBORO | KY | PRIMARY | 37.75 | -87.11
42303 | STANDARD | OWENSBORO | KY | PRIMARY | 37.75 | -87.11
42304 | PO BOX | OWENSBORO | KY | PRIMARY | 37.75 | -87.11
42334 | PO BOX | CURDSVILLE | KY | PRIMARY | 37.68 | -87.36
42356 | PO BOX | MAPLE MOUNT | KY | PRIMARY | 37.69 | -87.32
40359 | STANDARD | OWENTON | KY | PRIMARY | 38.53 | -84.83
40360 | STANDARD | OWINGSVILLE | KY | PRIMARY | 38.13 | -83.75
40366 | PO BOX | PRESTON | KY | PRIMARY | 38.08 | -83.75
42001 | STANDARD | PADUCAH | KY | PRIMARY | 37.07 | -88.63
42002 | PO BOX | PADUCAH | KY | PRIMARY | 37.07 | -88.63
42003 | STANDARD | PADUCAH | KY | PRIMARY | 37.07 | -88.63
40461 | STANDARD | PAINT LICK | KY | PRIMARY | 37.61 | -84.41
41216 | STANDARD | EAST POINT | KY | PRIMARY | 37.74 | -82.79
41240 | STANDARD | PAINTSVILLE | KY | PRIMARY | 37.81 | -82.8
41257 | STANDARD | STAMBAUGH | KY | PRIMARY | 37.88 | -82.79
40361 | STANDARD | PARIS | KY | PRIMARY | 38.2 | -84.26
40362 | PO BOX | PARIS | KY | PRIMARY | 38.2 | -84.26
42160 | STANDARD | PARK CITY | KY | PRIMARY | 37.09 | -86.04
42634 | STANDARD | PARKERS LAKE | KY | PRIMARY | 36.84 | -84.48
40464 | STANDARD | PARKSVILLE | KY | PRIMARY | 37.6 | -84.9
40862 | STANDARD | PARTRIDGE | KY | PRIMARY | 37 | -82.89
40863 | STANDARD | PATHFORK | KY | PRIMARY | 36.75 | -83.46
40157 | STANDARD | PAYNEVILLE | KY | PRIMARY | 37.98 | -86.31
42266 | STANDARD | PEMBROKE | KY | PRIMARY | 36.77 | -87.35
40055 | STANDARD | PENDLETON | KY | PRIMARY | 38.48 | -85.32
40363 | PO BOX | PERRY PARK | KY | PRIMARY | 38.55 | -84.97
40468 | STANDARD | PERRYVILLE | KY | PRIMARY | 37.64 | -84.95
40056 | STANDARD | PEWEE VALLEY | KY | PRIMARY | 38.31 | -85.48
41553 | STANDARD | PHELPS | KY | PRIMARY | 37.5 | -82.16
42366 | STANDARD | PHILPOT | KY | PRIMARY | 37.7 | -86.93
41554 | STANDARD | PHYLLIS | KY | PRIMARY | 37.44 | -82.33
41501 | STANDARD | PIKEVILLE | KY | PRIMARY | 37.47 | -82.51
41502 | PO BOX | PIKEVILLE | KY | PRIMARY | 37.47 | -82.51
41571 | STANDARD | VARNEY | KY | PRIMARY | 37.63 | -82.42
41250 | STANDARD | PILGRIM | KY | PRIMARY | 37.79 | -82.42
42635 | STANDARD | PINE KNOT | KY | PRIMARY | 36.66 | -84.43
41843 | STANDARD | PINE TOP | KY | PRIMARY | 37.27 | -82.88
40977 | STANDARD | PINEVILLE | KY | PRIMARY | 36.76 | -83.7
41555 | STANDARD | PINSONFORK | KY | PRIMARY | 37.54 | -82.25
41844 | STANDARD | PIPPA PASSES | KY | PRIMARY | 37.33 | -82.87
41861 | STANDARD | RAVEN | KY | PRIMARY | 37.4 | -82.8
40755 | PO BOX | PITTSBURG | KY | PRIMARY | 37.16 | -84.1
40036 | STANDARD | LOCKPORT | KY | PRIMARY | 38.43 | -84.98
40057 | STANDARD | PLEASUREVILLE | KY | PRIMARY | 38.35 | -85.11
42444 | PO BOX | POOLE | KY | PRIMARY | 37.64 | -87.64
40058 | PO BOX | PORT ROYAL | KY | PRIMARY | 38.55 | -85.08
42367 | STANDARD | POWDERLY | KY | PRIMARY | 37.23 | -87.16
41845 | STANDARD | PREMIUM | KY | PRIMARY | 37.12 | -82.91
41645 | STANDARD | LANGLEY | KY | PRIMARY | 37.53 | -82.79
41653 | STANDARD | PRESTONSBURG | KY | PRIMARY | 37.67 | -82.76
41362 | PO BOX | PRIMROSE | KY | PRIMARY | 37.6 | -83.6
42445 | STANDARD | PRINCETON | KY | PRIMARY | 37.1 | -87.88
41619 | STANDARD | DRIFT | KY | PRIMARY | 37.48 | -82.74
41655 | STANDARD | PRINTER | KY | PRIMARY | 37.53 | -82.74
40059 | STANDARD | PROSPECT | KY | PRIMARY | 38.34 | -85.6
42441 | STANDARD | NEBO | KY | PRIMARY | 37.38 | -87.64
42450 | STANDARD | PROVIDENCE | KY | PRIMARY | 37.39 | -87.75
40865 | STANDARD | PUTNEY | KY | PRIMARY | 36.9 | -83.22
41166 | STANDARD | QUINCY | KY | PRIMARY | 38.63 | -83.09
41557 | STANDARD | RACCOON | KY | PRIMARY | 37.49 | -82.44
40159 | PO BOX | RADCLIFF | KY | PRIMARY | 37.82 | -85.94
40160 | STANDARD | RADCLIFF | KY | PRIMARY | 37.82 | -85.94
40060 | STANDARD | RAYWICK | KY | PRIMARY | 37.55 | -85.43
41847 | STANDARD | REDFOX | KY | PRIMARY | 37.21 | -82.94
42451 | STANDARD | REED | KY | PRIMARY | 37.87 | -87.37
41559 | STANDARD | REGINA | KY | PRIMARY | 37.35 | -82.37
42638 | STANDARD | REVELO | KY | PRIMARY | 36.67 | -84.47
42368 | STANDARD | REYNOLDS STATION | KY | PRIMARY | 37.69 | -86.77
40161 | STANDARD | RHODELIA | KY | PRIMARY | 38 | -86.41
40475 | STANDARD | RICHMOND | KY | PRIMARY | 37.74 | -84.29
40476 | PO BOX | RICHMOND | KY | PRIMARY | 37.74 | -84.29
40162 | STANDARD | RINEYVILLE | KY | PRIMARY | 37.75 | -85.96
41254 | STANDARD | RIVER | KY | PRIMARY | 37.86 | -82.72
40979 | STANDARD | ROARK | KY | PRIMARY | 37.02 | -83.51
42452 | STANDARD | ROBARDS | KY | PRIMARY | 37.67 | -87.52
41560 | STANDARD | ROBINSON CREEK | KY | PRIMARY | 37.32 | -82.57
42273 | STANDARD | ROCHESTER | KY | PRIMARY | 37.2 | -86.89
42274 | STANDARD | ROCKFIELD | KY | PRIMARY | 36.9 | -86.55
40759 | STANDARD | ROCKHOLDS | KY | PRIMARY | 36.82 | -84.11
41561 | PO BOX | ROCKHOUSE | KY | PRIMARY | 37.32 | -82.45
42369 | STANDARD | ROCKPORT | KY | PRIMARY | 37.33 | -86.99
42163 | STANDARD | ROCKY HILL | KY | PRIMARY | 37.06 | -86.1
41365 | STANDARD | ROGERS | KY | PRIMARY | 37.74 | -83.63
42370 | PO BOX | ROSINE | KY | PRIMARY | 37.45 | -86.75
42275 | STANDARD | ROUNDHILL | KY | PRIMARY | 37.23 | -86.45
41367 | STANDARD | ROWDY | KY | PRIMARY | 37.41 | -83.2
41848 | STANDARD | ROXANA | KY | PRIMARY | 37.1 | -82.94
41464 | STANDARD | ROYALTON | KY | PRIMARY | 37.67 | -83.02
41168 | STANDARD | RUSH | KY | PRIMARY | 38.29 | -82.73
41169 | STANDARD | RUSSELL | KY | PRIMARY | 38.51 | -82.69
42642 | STANDARD | RUSSELL SPRINGS | KY | PRIMARY | 37.05 | -85.07
42276 | STANDARD | RUSSELLVILLE | KY | PRIMARY | 36.83 | -86.89
42372 | STANDARD | SACRAMENTO | KY | PRIMARY | 37.41 | -87.26
40370 | STANDARD | SADIEVILLE | KY | PRIMARY | 38.39 | -84.53
40061 | PO BOX | SAINT CATHARINE | KY | PRIMARY | 37.7 | -85.27
42453 | STANDARD | SAINT CHARLES | KY | PRIMARY | 37.18 | -87.55
40062 | STANDARD | SAINT FRANCIS | KY | PRIMARY | 37.62 | -85.46
41368 | PO BOX | SAINT HELENS | KY | PRIMARY | 37.57 | -83.65
40063 | PO BOX | SAINT MARY | KY | PRIMARY | 37.58 | -85.33
42078 | STANDARD | SALEM | KY | PRIMARY | 37.26 | -88.23
40371 | STANDARD | SALT LICK | KY | PRIMARY | 38.11 | -83.61
40372 | STANDARD | SALVISA | KY | PRIMARY | 37.91 | -84.86
41465 | STANDARD | SALYERSVILLE | KY | PRIMARY | 37.74 | -83.06
40481 | STANDARD | SANDGAP | KY | PRIMARY | 37.48 | -84.09
41171 | STANDARD | SANDY HOOK | KY | PRIMARY | 38.09 | -83.12
41759 | STANDARD | SASSAFRAS | KY | PRIMARY | 37.22 | -83.05
40982 | STANDARD | SCALF | KY | PRIMARY | 36.91 | -83.7
42553 | STANDARD | SCIENCE HILL | KY | PRIMARY | 37.17 | -84.63
42164 | STANDARD | SCOTTSVILLE | KY | PRIMARY | 36.74 | -86.19
42455 | STANDARD | SEBREE | KY | PRIMARY | 37.6 | -87.52
41849 | PO BOX | SECO | KY | PRIMARY | 37.17 | -82.73
42079 | STANDARD | SEDALIA | KY | PRIMARY | 36.56 | -88.58
40983 | STANDARD | SEXTONS CREEK | KY | PRIMARY | 37.31 | -83.78
40374 | STANDARD | SHARPSBURG | KY | PRIMARY | 38.2 | -83.92
41562 | STANDARD | SHELBIANA | KY | PRIMARY | 37.42 | -82.49
40065 | STANDARD | SHELBYVILLE | KY | PRIMARY | 38.21 | -85.23
40066 | PO BOX | SHELBYVILLE | KY | PRIMARY | 38.21 | -85.23
40165 | STANDARD | SHEPHERDSVILLE | KY | PRIMARY | 37.98 | -85.71
41564 | STANDARD | SIDNEY | KY | PRIMARY | 37.62 | -82.35
40763 | STANDARD | SILER | KY | PRIMARY | 36.69 | -83.96
40067 | STANDARD | SIMPSONVILLE | KY | PRIMARY | 38.21 | -85.35
42456 | STANDARD | SLAUGHTERS | KY | PRIMARY | 37.49 | -87.5
41763 | STANDARD | SLEMP | KY | PRIMARY | 37.07 | -83.11
41764 | STANDARD | SMILAX | KY | PRIMARY | 37.13 | -83.28
40068 | STANDARD | SMITHFIELD | KY | PRIMARY | 38.38 | -85.25
42081 | STANDARD | SMITHLAND | KY | PRIMARY | 37.13 | -88.4
42457 | PO BOX | SMITH MILLS | KY | PRIMARY | 37.8 | -87.67
42171 | STANDARD | SMITHS GROVE | KY | PRIMARY | 37.05 | -86.2
41173 | PO BOX | SOLDIER | KY | PRIMARY | 38.27 | -83.28
42501 | STANDARD | SOMERSET | KY | PRIMARY | 37.08 | -84.6
42502 | PO BOX | SOMERSET | KY | PRIMARY | 37.08 | -84.6
42503 | STANDARD | SOMERSET | KY | PRIMARY | 37.08 | -84.6
42564 | PO BOX | WEST SOMERSET | KY | PRIMARY | 37.09 | -84.64
42776 | STANDARD | SONORA | KY | PRIMARY | 37.52 | -85.89
42374 | PO BOX | SOUTH CARROLLTON | KY | PRIMARY | 37.33 | -87.14
41174 | STANDARD | SOUTH PORTSMOUTH | KY | PRIMARY | 38.7 | -83.01
41175 | STANDARD | SOUTH SHORE | KY | PRIMARY | 38.72 | -82.96
42458 | STANDARD | SPOTTSVILLE | KY | PRIMARY | 37.82 | -87.42
40069 | STANDARD | SPRINGFIELD | KY | PRIMARY | 37.68 | -85.22
41256 | STANDARD | STAFFORDSVILLE | KY | PRIMARY | 37.83 | -82.84
40379 | STANDARD | STAMPING GROUND | KY | PRIMARY | 38.27 | -84.68
40484 | STANDARD | STANFORD | KY | PRIMARY | 37.53 | -84.66
40380 | STANDARD | STANTON | KY | PRIMARY | 37.84 | -83.85
41659 | STANDARD | STANVILLE | KY | PRIMARY | 37.58 | -82.67
42647 | STANDARD | STEARNS | KY | PRIMARY | 36.69 | -84.47
41566 | STANDARD | STEELE | KY | PRIMARY | 37.97 | -82.18
40170 | STANDARD | STEPHENSPORT | KY | PRIMARY | 37.91 | -86.53
40868 | STANDARD | STINNETT | KY | PRIMARY | 37.09 | -83.39
40988 | STANDARD | STONEY FORK | KY | PRIMARY | 36.88 | -83.52
41568 | STANDARD | STOPOVER | KY | PRIMARY | 37.52 | -82.03
42649 | STANDARD | STRUNK | KY | PRIMARY | 36.62 | -84.43
42459 | STANDARD | STURGIS | KY | PRIMARY | 37.54 | -87.98
42460 | PO BOX | SULLIVAN | KY | PRIMARY | 37.49 | -87.94
40070 | STANDARD | SULPHUR | KY | PRIMARY | 38.48 | -85.26
42124 | STANDARD | BEAUMONT | KY | PRIMARY | 36.86 | -85.63
42130 | STANDARD | EIGHTY EIGHT | KY | PRIMARY | 36.91 | -85.76
42166 | STANDARD | SUMMER SHADE | KY | PRIMARY | 36.88 | -85.7
42782 | STANDARD | SUMMERSVILLE | KY | PRIMARY | 37.31 | -85.61
42285 | STANDARD | SWEEDEN | KY | PRIMARY | 37.25 | -86.28
42082 | STANDARD | SYMSONIA | KY | PRIMARY | 36.9 | -88.51
42558 | PO BOX | TATEVILLE | KY | PRIMARY | 36.96 | -84.58
40071 | STANDARD | TAYLORSVILLE | KY | PRIMARY | 38.03 | -85.34
41660 | STANDARD | TEABERRY | KY | PRIMARY | 37.42 | -82.64
41260 | STANDARD | THELMA | KY | PRIMARY | 37.81 | -82.76
42083 | STANDARD | TILINE | KY | PRIMARY | 37.16 | -88.25
41189 | STANDARD | TOLLESBORO | KY | PRIMARY | 38.57 | -83.57
42084 | PO BOX | TOLU | KY | PRIMARY | 37.43 | -88.24
41262 | STANDARD | TOMAHAWK | KY | PRIMARY | 37.87 | -82.59
42151 | STANDARD | HESTAND | KY | PRIMARY | 36.65 | -85.61
42167 | STANDARD | TOMPKINSVILLE | KY | PRIMARY | 36.7 | -85.69
41862 | STANDARD | TOPMOST | KY | PRIMARY | 37.36 | -82.78
40870 | STANDARD | TOTZ | KY | PRIMARY | 36.94 | -83.11
41663 | STANDARD | TRAM | KY | PRIMARY | 37.58 | -82.63
42286 | STANDARD | TRENTON | KY | PRIMARY | 36.72 | -87.26
40995 | STANDARD | TROSPER | KY | PRIMARY | 36.78 | -83.81
41263 | STANDARD | TUTOR KEY | KY | PRIMARY | 37.84 | -82.76
40486 | STANDARD | TYNER | KY | PRIMARY | 37.34 | -83.9
41264 | STANDARD | ULYSSES | KY | PRIMARY | 38 | -82.71
42461 | STANDARD | UNIONTOWN | KY | PRIMARY | 37.77 | -87.93
42784 | STANDARD | UPTON | KY | PRIMARY | 37.46 | -85.89
42376 | STANDARD | UTICA | KY | PRIMARY | 37.61 | -87.07
41135 | STANDARD | EMERSON | KY | PRIMARY | 38.38 | -83.26
41179 | STANDARD | VANCEBURG | KY | PRIMARY | 38.59 | -83.32
41385 | STANDARD | VANCLEVE | KY | PRIMARY | 37.62 | -83.41
41265 | STANDARD | VAN LEAR | KY | PRIMARY | 37.76 | -82.75
40383 | STANDARD | VERSAILLES | KY | PRIMARY | 38.05 | -84.72
40384 | UNIQUE | VERSAILLES | KY | PRIMARY | 38.05 | -84.72
41772 | STANDARD | VEST | KY | PRIMARY | 37.39 | -83
41760 | STANDARD | SCUDDY | KY | PRIMARY | 37.21 | -83.09
41773 | STANDARD | VICCO | KY | PRIMARY | 37.21 | -83.06
41386 | STANDARD | VINCENT | KY | PRIMARY | 37.46 | -83.77
40175 | STANDARD | VINE GROVE | KY | PRIMARY | 37.81 | -85.97
41572 | STANDARD | VIRGIE | KY | PRIMARY | 37.33 | -82.57
40385 | STANDARD | WACO | KY | PRIMARY | 37.73 | -84.15
40076 | STANDARD | WADDY | KY | PRIMARY | 38.13 | -85.06
40873 | STANDARD | WALLINS CREEK | KY | PRIMARY | 36.82 | -83.41
40874 | STANDARD | WARBRANCH | KY | PRIMARY | 36.97 | -83.44
41267 | STANDARD | WARFIELD | KY | PRIMARY | 37.83 | -82.42
42085 | STANDARD | WATER VALLEY | KY | PRIMARY | 36.56 | -88.81
42462 | STANDARD | WAVERLY | KY | PRIMARY | 37.7 | -87.81
41666 | STANDARD | WAYLAND | KY | PRIMARY | 37.44 | -82.8
40489 | STANDARD | WAYNESBURG | KY | PRIMARY | 37.33 | -84.68
41180 | STANDARD | WEBBVILLE | KY | PRIMARY | 38.15 | -82.79
40176 | STANDARD | WEBSTER | KY | PRIMARY | 37.88 | -86.33
41667 | STANDARD | WEEKSBURY | KY | PRIMARY | 37.32 | -82.71
40387 | STANDARD | WELLINGTON | KY | PRIMARY | 37.91 | -83.5
41775 | STANDARD | WENDOVER | KY | PRIMARY | 37.12 | -83.36
41421 | STANDARD | ELKFORK | KY | PRIMARY | 37.96 | -83.13
41472 | STANDARD | WEST LIBERTY | KY | PRIMARY | 37.91 | -83.26
41477 | PO BOX | WRIGLEY | KY | PRIMARY | 38.01 | -83.27
42377 | PO BOX | WEST LOUISVILLE | KY | PRIMARY | 37.73 | -87.23
42086 | STANDARD | WEST PADUCAH | KY | PRIMARY | 37.11 | -88.77
40177 | STANDARD | WEST POINT | KY | PRIMARY | 37.98 | -85.95
40077 | STANDARD | WESTPORT | KY | PRIMARY | 38.48 | -85.46
41268 | PO BOX | WEST VAN LEAR | KY | PRIMARY | 37.78 | -82.77
42463 | PO BOX | WHEATCROFT | KY | PRIMARY | 37.48 | -87.86
41669 | STANDARD | WHEELWRIGHT | KY | PRIMARY | 37.33 | -82.72
42788 | STANDARD | WHITE MILLS | KY | PRIMARY | 37.55 | -86.03
42464 | STANDARD | WHITE PLAINS | KY | PRIMARY | 37.18 | -87.38
41833 | STANDARD | LINEFORK | KY | PRIMARY | 37.02 | -82.95
41858 | STANDARD | WHITESBURG | KY | PRIMARY | 37.11 | -82.82
42378 | STANDARD | WHITESVILLE | KY | PRIMARY | 37.68 | -86.86
42653 | STANDARD | WHITLEY CITY | KY | PRIMARY | 36.72 | -84.47
42087 | STANDARD | WICKLIFFE | KY | PRIMARY | 36.96 | -89.08
40492 | PO BOX | WILDIE | KY | PRIMARY | 37.42 | -84.3
41181 | PO BOX | WILLARD | KY | PRIMARY | 38.24 | -82.85
40769 | STANDARD | WILLIAMSBURG | KY | PRIMARY | 36.73 | -84.16
41271 | STANDARD | WILLIAMSPORT | KY | PRIMARY | 37.82 | -82.72
40078 | STANDARD | WILLISBURG | KY | PRIMARY | 37.81 | -85.12
40390 | STANDARD | WILMORE | KY | PRIMARY | 37.86 | -84.65
40391 | STANDARD | WINCHESTER | KY | PRIMARY | 37.99 | -84.18
40392 | PO BOX | WINCHESTER | KY | PRIMARY | 37.99 | -84.18
42565 | STANDARD | WINDSOR | KY | PRIMARY | 37.13 | -84.91
42088 | STANDARD | WINGO | KY | PRIMARY | 36.64 | -88.73
41255 | STANDARD | SITKA | KY | PRIMARY | 37.88 | -82.84
41274 | STANDARD | WITTENSVILLE | KY | PRIMARY | 37.86 | -82.79
40771 | STANDARD | WOODBINE | KY | PRIMARY | 36.9 | -84.08
42170 | STANDARD | WOODBURN | KY | PRIMARY | 36.84 | -86.52
42288 | PO BOX | WOODBURY | KY | PRIMARY | 37.18 | -86.63
41776 | STANDARD | WOOTON | KY | PRIMARY | 37.17 | -83.3
41183 | STANDARD | WORTHINGTON | KY | PRIMARY | 38.55 | -82.73
41777 | STANDARD | YEADDISS | KY | PRIMARY | 37.07 | -83.21
41778 | PO BOX | YERKES | KY | PRIMARY | 37.26 | -83.32
42566 | STANDARD | YOSEMITE | KY | PRIMARY | 37.35 | -84.83
41397 | STANDARD | ZOE | KY | PRIMARY | 37.68 | -83.68
38257 | STANDARD | SOUTH FULTON | TN | PRIMARY | 36.49 | -88.88
45810 | STANDARD | ADA | OH | PRIMARY | 40.76 | -83.82
43901 | STANDARD | ADENA | OH | PRIMARY | 40.21 | -80.87
44301 | STANDARD | AKRON | OH | PRIMARY | 41.08 | -81.52
44302 | STANDARD | AKRON | OH | PRIMARY | 41.08 | -81.52
44303 | STANDARD | AKRON | OH | PRIMARY | 41.08 | -81.52
44304 | STANDARD | AKRON | OH | PRIMARY | 41.08 | -81.52
44305 | STANDARD | AKRON | OH | PRIMARY | 41.08 | -81.52
44306 | STANDARD | AKRON | OH | PRIMARY | 41.08 | -81.52
44307 | STANDARD | AKRON | OH | PRIMARY | 41.08 | -81.52
44308 | STANDARD | AKRON | OH | PRIMARY | 41.08 | -81.52
44309 | PO BOX | AKRON | OH | PRIMARY | 41.08 | -81.52
44310 | STANDARD | AKRON | OH | PRIMARY | 41.08 | -81.52
44311 | STANDARD | AKRON | OH | PRIMARY | 41.08 | -81.52
44312 | STANDARD | AKRON | OH | PRIMARY | 41.08 | -81.52
44313 | STANDARD | AKRON | OH | PRIMARY | 41.08 | -81.52
44314 | STANDARD | AKRON | OH | PRIMARY | 41.08 | -81.52
44315 | UNIQUE | AKRON | OH | PRIMARY | 41.08 | -81.52
44316 | UNIQUE | AKRON | OH | PRIMARY | 41.08 | -81.52
44317 | UNIQUE | AKRON | OH | PRIMARY | 41.08 | -81.52
44319 | STANDARD | AKRON | OH | PRIMARY | 41.08 | -81.52
44320 | STANDARD | AKRON | OH | PRIMARY | 41.08 | -81.52
44321 | STANDARD | AKRON | OH | PRIMARY | 41.08 | -81.52
44325 | UNIQUE | AKRON | OH | PRIMARY | 41.08 | -81.52
44326 | UNIQUE | AKRON | OH | PRIMARY | 41.08 | -81.52
44328 | UNIQUE | AKRON | OH | PRIMARY | 41.08 | -81.52
44333 | STANDARD | AKRON | OH | PRIMARY | 41.08 | -81.52
44334 | PO BOX | FAIRLAWN | OH | PRIMARY | 41.08 | -81.52
44372 | PO BOX | AKRON | OH | PRIMARY | 41.08 | -81.52
44396 | UNIQUE | AKRON | OH | PRIMARY | 41.08 | -81.52
44398 | UNIQUE | AKRON | OH | PRIMARY | 41.08 | -81.52
45812 | STANDARD | ALGER | OH | PRIMARY | 40.7 | -83.84
43902 | STANDARD | ALLEDONIA | OH | PRIMARY | 39.89 | -80.95
44601 | STANDARD | ALLIANCE | OH | PRIMARY | 40.91 | -81.11
44802 | STANDARD | ALVADA | OH | PRIMARY | 41.04 | -83.39
43501 | STANDARD | ALVORDTON | OH | PRIMARY | 41.66 | -84.43
44001 | STANDARD | AMHERST | OH | PRIMARY | 41.4 | -82.23
43903 | STANDARD | AMSTERDAM | OH | PRIMARY | 40.47 | -80.92
44003 | STANDARD | ANDOVER | OH | PRIMARY | 41.6 | -80.56
45813 | STANDARD | ANTWERP | OH | PRIMARY | 41.18 | -84.73
44606 | STANDARD | APPLE CREEK | OH | PRIMARY | 40.75 | -81.84
44804 | STANDARD | ARCADIA | OH | PRIMARY | 41.11 | -83.51
43502 | STANDARD | ARCHBOLD | OH | PRIMARY | 41.51 | -84.3
45814 | STANDARD | ARLINGTON | OH | PRIMARY | 40.89 | -83.65
45897 | STANDARD | WILLIAMSTOWN | OH | PRIMARY | 40.83 | -83.63
44805 | STANDARD | ASHLAND | OH | PRIMARY | 40.86 | -82.31
44004 | STANDARD | ASHTABULA | OH | PRIMARY | 41.87 | -80.79
44005 | PO BOX | ASHTABULA | OH | PRIMARY | 41.87 | -80.79
44807 | STANDARD | ATTICA | OH | PRIMARY | 41.06 | -82.88
44201 | STANDARD | ATWATER | OH | PRIMARY | 41.03 | -81.18
44607 | PO BOX | AUGUSTA | OH | PRIMARY | 40.68 | -81.04
44202 | STANDARD | AURORA | OH | PRIMARY | 41.31 | -81.34
44010 | STANDARD | AUSTINBURG | OH | PRIMARY | 41.75 | -80.85
44011 | STANDARD | AVON | OH | PRIMARY | 41.45 | -82.02
44012 | STANDARD | AVON LAKE | OH | PRIMARY | 41.49 | -82.01
43972 | PO BOX | BANNOCK | OH | PRIMARY | 40.07 | -81.06
44203 | STANDARD | BARBERTON | OH | PRIMARY | 41.01 | -81.6
43905 | PO BOX | BARTON | OH | PRIMARY | 40.11 | -80.83
44809 | PO BOX | BASCOM | OH | PRIMARY | 41.13 | -83.28
44210 | PO BOX | BATH | OH | PRIMARY | 41.15 | -81.61
44608 | STANDARD | BEACH CITY | OH | PRIMARY | 40.65 | -81.58
43906 | STANDARD | BELLAIRE | OH | PRIMARY | 40.01 | -80.74
44811 | STANDARD | BELLEVUE | OH | PRIMARY | 41.27 | -82.84
44813 | STANDARD | BELLVILLE | OH | PRIMARY | 40.62 | -82.51
44609 | STANDARD | BELOIT | OH | PRIMARY | 40.92 | -81
45816 | PO BOX | BENTON RIDGE | OH | PRIMARY | 41 | -83.79
44017 | STANDARD | BEREA | OH | PRIMARY | 41.36 | -81.86
43908 | STANDARD | BERGHOLZ | OH | PRIMARY | 40.52 | -80.88
43504 | STANDARD | BERKEY | OH | PRIMARY | 41.71 | -83.83
44610 | PO BOX | BERLIN | OH | PRIMARY | 40.55 | -81.8
44401 | STANDARD | BERLIN CENTER | OH | PRIMARY | 41.02 | -80.93
44814 | STANDARD | BERLIN HEIGHTS | OH | PRIMARY | 41.32 | -82.49
44815 | PO BOX | BETTSVILLE | OH | PRIMARY | 41.24 | -83.23
44611 | STANDARD | BIG PRAIRIE | OH | PRIMARY | 40.6 | -82.06
44816 | PO BOX | BIRMINGHAM | OH | PRIMARY | 41.32 | -82.35
43909 | PO BOX | BLAINE | OH | PRIMARY | 40.06 | -80.83
43505 | PO BOX | BLAKESLEE | OH | PRIMARY | 41.52 | -84.73
44817 | STANDARD | BLOOMDALE | OH | PRIMARY | 41.17 | -83.55
43910 | STANDARD | BLOOMINGDALE | OH | PRIMARY | 40.34 | -80.81
44818 | STANDARD | BLOOMVILLE | OH | PRIMARY | 41.05 | -83.01
45808 | STANDARD | BEAVERDAM | OH | PRIMARY | 40.83 | -83.97
45817 | STANDARD | BLUFFTON | OH | PRIMARY | 40.89 | -83.88
44612 | STANDARD | BOLIVAR | OH | PRIMARY | 40.65 | -81.45
44695 | STANDARD | BOWERSTON | OH | PRIMARY | 40.42 | -81.18
43402 | STANDARD | BOWLING GREEN | OH | PRIMARY | 41.37 | -83.64
43403 | UNIQUE | BOWLING GREEN | OH | PRIMARY | 41.37 | -83.64
43406 | STANDARD | BRADNER | OH | PRIMARY | 41.32 | -83.43
44613 | STANDARD | BREWSTER | OH | PRIMARY | 40.71 | -81.6
43912 | STANDARD | BRIDGEPORT | OH | PRIMARY | 40.06 | -80.74
43913 | STANDARD | BRILLIANT | OH | PRIMARY | 40.26 | -80.62
44402 | STANDARD | BRISTOLVILLE | OH | PRIMARY | 41.38 | -80.87
44403 | STANDARD | BROOKFIELD | OH | PRIMARY | 41.26 | -80.57
44212 | STANDARD | BRUNSWICK | OH | PRIMARY | 41.24 | -81.82
43506 | STANDARD | BRYAN | OH | PRIMARY | 41.47 | -84.54
44820 | STANDARD | BUCYRUS | OH | PRIMARY | 40.8 | -82.97
44214 | STANDARD | BURBANK | OH | PRIMARY | 40.98 | -81.99
44404 | STANDARD | BURGHILL | OH | PRIMARY | 41.33 | -80.54
43407 | STANDARD | BURGOON | OH | PRIMARY | 41.26 | -83.25
44021 | STANDARD | BURTON | OH | PRIMARY | 41.47 | -81.14
44822 | STANDARD | BUTLER | OH | PRIMARY | 40.58 | -82.42
43907 | STANDARD | CADIZ | OH | PRIMARY | 40.26 | -80.99
45820 | PO BOX | CAIRO | OH | PRIMARY | 40.83 | -84.08
43914 | PO BOX | CAMERON | OH | PRIMARY | 39.78 | -80.95
44405 | STANDARD | CAMPBELL | OH | PRIMARY | 41.07 | -80.59
44614 | STANDARD | CANAL FULTON | OH | PRIMARY | 40.89 | -81.58
44406 | STANDARD | CANFIELD | OH | PRIMARY | 41.02 | -80.76
44701 | PO BOX | CANTON | OH | PRIMARY | 40.81 | -81.37
44702 | STANDARD | CANTON | OH | PRIMARY | 40.81 | -81.37
44703 | STANDARD | CANTON | OH | PRIMARY | 40.81 | -81.37
44704 | STANDARD | CANTON | OH | PRIMARY | 40.81 | -81.37
44705 | STANDARD | CANTON | OH | PRIMARY | 40.81 | -81.37
44706 | STANDARD | CANTON | OH | PRIMARY | 40.81 | -81.37
44707 | STANDARD | CANTON | OH | PRIMARY | 40.81 | -81.37
44708 | STANDARD | CANTON | OH | PRIMARY | 40.81 | -81.37
44709 | STANDARD | CANTON | OH | PRIMARY | 40.81 | -81.37
44710 | STANDARD | CANTON | OH | PRIMARY | 40.81 | -81.37
44711 | PO BOX | CANTON | OH | PRIMARY | 40.81 | -81.37
44714 | STANDARD | CANTON | OH | PRIMARY | 40.81 | -81.37
44718 | STANDARD | CANTON | OH | PRIMARY | 40.81 | -81.37
44720 | STANDARD | NORTH CANTON | OH | PRIMARY | 40.81 | -81.37
44721 | STANDARD | CANTON | OH | PRIMARY | 40.81 | -81.37
44730 | STANDARD | EAST CANTON | OH | PRIMARY | 40.81 | -81.37
44735 | PO BOX | CANTON | OH | PRIMARY | 40.81 | -81.37
44750 | UNIQUE | CANTON | OH | PRIMARY | 40.81 | -81.37
44767 | UNIQUE | CANTON | OH | PRIMARY | 40.81 | -81.37
44799 | UNIQUE | CANTON | OH | PRIMARY | 40.81 | -81.37
44615 | STANDARD | CARROLLTON | OH | PRIMARY | 40.57 | -81.09
44824 | STANDARD | CASTALIA | OH | PRIMARY | 41.4 | -82.8
45821 | STANDARD | CECIL | OH | PRIMARY | 41.21 | -84.6
45822 | STANDARD | CELINA | OH | PRIMARY | 40.55 | -84.57
45826 | PO BOX | CHICKASAW | OH | PRIMARY | 40.43 | -84.49
44022 | STANDARD | CHAGRIN FALLS | OH | PRIMARY | 41.43 | -81.38
44023 | STANDARD | CHAGRIN FALLS | OH | PRIMARY | 41.43 | -81.38
44024 | STANDARD | CHARDON | OH | PRIMARY | 41.57 | -81.2
44617 | PO BOX | CHARM | OH | PRIMARY | 40.48 | -81.73
44825 | PO BOX | CHATFIELD | OH | PRIMARY | 40.95 | -82.94
44026 | STANDARD | CHESTERLAND | OH | PRIMARY | 41.52 | -81.34
44215 | STANDARD | CHIPPEWA LAKE | OH | PRIMARY | 41.06 | -81.92
43915 | STANDARD | CLARINGTON | OH | PRIMARY | 39.77 | -80.86
43408 | PO BOX | CLAY CENTER | OH | PRIMARY | 41.56 | -83.36
44101 | PO BOX | CLEVELAND | OH | PRIMARY | 41.47 | -81.67
44102 | STANDARD | CLEVELAND | OH | PRIMARY | 41.47 | -81.67
44103 | STANDARD | CLEVELAND | OH | PRIMARY | 41.47 | -81.67
44104 | STANDARD | CLEVELAND | OH | PRIMARY | 41.47 | -81.67
44105 | STANDARD | CLEVELAND | OH | PRIMARY | 41.47 | -81.67
44106 | STANDARD | CLEVELAND | OH | PRIMARY | 41.47 | -81.67
44107 | STANDARD | LAKEWOOD | OH | PRIMARY | 41.48 | -81.8
44108 | STANDARD | CLEVELAND | OH | PRIMARY | 41.47 | -81.67
44109 | STANDARD | CLEVELAND | OH | PRIMARY | 41.47 | -81.67
44110 | STANDARD | CLEVELAND | OH | PRIMARY | 41.47 | -81.67
44111 | STANDARD | CLEVELAND | OH | PRIMARY | 41.47 | -81.67
44112 | STANDARD | CLEVELAND | OH | PRIMARY | 41.47 | -81.67
44113 | STANDARD | CLEVELAND | OH | PRIMARY | 41.47 | -81.67
44114 | STANDARD | CLEVELAND | OH | PRIMARY | 41.47 | -81.67
44115 | STANDARD | CLEVELAND | OH | PRIMARY | 41.47 | -81.67
44116 | STANDARD | ROCKY RIVER | OH | PRIMARY | 41.47 | -81.85
44117 | STANDARD | EUCLID | OH | PRIMARY | 41.59 | -81.51
44118 | STANDARD | CLEVELAND | OH | PRIMARY | 41.47 | -81.67
44119 | STANDARD | CLEVELAND | OH | PRIMARY | 41.47 | -81.67
44120 | STANDARD | CLEVELAND | OH | PRIMARY | 41.47 | -81.67
44121 | STANDARD | CLEVELAND | OH | PRIMARY | 41.47 | -81.67
44122 | STANDARD | BEACHWOOD | OH | PRIMARY | 41.47 | -81.5
44123 | STANDARD | EUCLID | OH | PRIMARY | 41.59 | -81.51
44124 | STANDARD | CLEVELAND | OH | PRIMARY | 41.47 | -81.67
44125 | STANDARD | CLEVELAND | OH | PRIMARY | 41.47 | -81.67
44126 | STANDARD | CLEVELAND | OH | PRIMARY | 41.47 | -81.67
44127 | STANDARD | CLEVELAND | OH | PRIMARY | 41.47 | -81.67
44128 | STANDARD | CLEVELAND | OH | PRIMARY | 41.47 | -81.67
44129 | STANDARD | CLEVELAND | OH | PRIMARY | 41.47 | -81.67
44130 | STANDARD | CLEVELAND | OH | PRIMARY | 41.47 | -81.67
44131 | STANDARD | INDEPENDENCE | OH | PRIMARY | 41.38 | -81.64
44132 | STANDARD | EUCLID | OH | PRIMARY | 41.59 | -81.51
44133 | STANDARD | NORTH ROYALTON | OH | PRIMARY | 41.31 | -81.74
44134 | STANDARD | CLEVELAND | OH | PRIMARY | 41.47 | -81.67
44135 | STANDARD | CLEVELAND | OH | PRIMARY | 41.47 | -81.67
44136 | STANDARD | STRONGSVILLE | OH | PRIMARY | 41.31 | -81.83
44137 | STANDARD | MAPLE HEIGHTS | OH | PRIMARY | 41.4 | -81.56
44138 | STANDARD | OLMSTED FALLS | OH | PRIMARY | 41.36 | -81.9
44139 | STANDARD | SOLON | OH | PRIMARY | 41.38 | -81.44
44140 | STANDARD | BAY VILLAGE | OH | PRIMARY | 41.48 | -81.92
44141 | STANDARD | BRECKSVILLE | OH | PRIMARY | 41.3 | -81.61
44142 | STANDARD | BROOKPARK | OH | PRIMARY | 41.4 | -81.82
44143 | STANDARD | CLEVELAND | OH | PRIMARY | 41.47 | -81.67
44144 | STANDARD | CLEVELAND | OH | PRIMARY | 41.47 | -81.67
44145 | STANDARD | WESTLAKE | OH | PRIMARY | 41.45 | -81.92
44146 | STANDARD | BEDFORD | OH | PRIMARY | 41.39 | -81.53
44147 | STANDARD | BROADVIEW HEIGHTS | OH | PRIMARY | 41.31 | -81.67
44149 | STANDARD | STRONGSVILLE | OH | PRIMARY | 41.31 | -81.85
44181 | PO BOX | CLEVELAND | OH | PRIMARY | 41.47 | -81.67
44188 | UNIQUE | CLEVELAND | OH | PRIMARY | 41.47 | -81.67
44190 | UNIQUE | CLEVELAND | OH | PRIMARY | 41.47 | -81.67
44191 | UNIQUE | CLEVELAND | OH | PRIMARY | 41.47 | -81.67
44192 | UNIQUE | CLEVELAND | OH | PRIMARY | 41.47 | -81.67
44193 | UNIQUE | CLEVELAND | OH | PRIMARY | 41.47 | -81.67
44194 | UNIQUE | CLEVELAND | OH | PRIMARY | 41.47 | -81.67
44195 | UNIQUE | CLEVELAND | OH | PRIMARY | 41.47 | -81.67
44197 | UNIQUE | CLEVELAND | OH | PRIMARY | 41.47 | -81.67
44198 | UNIQUE | CLEVELAND | OH | PRIMARY | 41.47 | -81.67
44199 | PO BOX | CLEVELAND | OH | PRIMARY | 41.47 | -81.67
44216 | STANDARD | CLINTON | OH | PRIMARY | 40.92 | -81.63
45827 | STANDARD | CLOVERDALE | OH | PRIMARY | 41.01 | -84.3
43410 | STANDARD | CLYDE | OH | PRIMARY | 41.3 | -82.97
45828 | STANDARD | COLDWATER | OH | PRIMARY | 40.48 | -84.63
43916 | PO BOX | COLERAIN | OH | PRIMARY | 40.11 | -80.83
44826 | STANDARD | COLLINS | OH | PRIMARY | 41.22 | -82.47
43510 | PO BOX | COLTON | OH | PRIMARY | 41.45 | -83.93
44408 | STANDARD | COLUMBIANA | OH | PRIMARY | 40.88 | -80.68
44028 | STANDARD | COLUMBIA STATION | OH | PRIMARY | 41.31 | -81.94
45830 | STANDARD | COLUMBUS GROVE | OH | PRIMARY | 40.91 | -84.05
44030 | STANDARD | CONNEAUT | OH | PRIMARY | 41.92 | -80.57
45831 | STANDARD | CONTINENTAL | OH | PRIMARY | 41.09 | -84.26
45837 | PO BOX | DUPONT | OH | PRIMARY | 41.05 | -84.3
45832 | STANDARD | CONVOY | OH | PRIMARY | 40.91 | -84.7
44410 | STANDARD | CORTLAND | OH | PRIMARY | 41.33 | -80.72
44827 | STANDARD | CRESTLINE | OH | PRIMARY | 40.78 | -82.73
44217 | STANDARD | CRESTON | OH | PRIMARY | 40.97 | -81.9
43412 | STANDARD | CURTICE | OH | PRIMARY | 41.63 | -83.31
43511 | STANDARD | CUSTAR | OH | PRIMARY | 41.28 | -83.84
43541 | STANDARD | MILTON CENTER | OH | PRIMARY | 41.3 | -83.82
44221 | STANDARD | CUYAHOGA FALLS | OH | PRIMARY | 41.16 | -81.52
44222 | PO BOX | CUYAHOGA FALLS | OH | PRIMARY | 41.16 | -81.52
44223 | STANDARD | CUYAHOGA FALLS | OH | PRIMARY | 41.16 | -81.52
44224 | STANDARD | STOW | OH | PRIMARY | 41.17 | -81.43
43413 | STANDARD | CYGNET | OH | PRIMARY | 41.24 | -83.64
44618 | STANDARD | DALTON | OH | PRIMARY | 40.79 | -81.69
44619 | PO BOX | DAMASCUS | OH | PRIMARY | 40.9 | -80.91
44411 | STANDARD | DEERFIELD | OH | PRIMARY | 41.03 | -81.05
44693 | PO BOX | DEERSVILLE | OH | PRIMARY | 40.3 | -81.18
43512 | STANDARD | DEFIANCE | OH | PRIMARY | 41.28 | -84.36
44620 | STANDARD | DELLROY | OH | PRIMARY | 40.55 | -81.19
45833 | STANDARD | DELPHOS | OH | PRIMARY | 40.84 | -84.33
43515 | STANDARD | DELTA | OH | PRIMARY | 41.57 | -84
44621 | STANDARD | DENNISON | OH | PRIMARY | 40.39 | -81.32
43516 | STANDARD | DESHLER | OH | PRIMARY | 41.2 | -83.9
44412 | STANDARD | DIAMOND | OH | PRIMARY | 41.09 | -81.04
43917 | STANDARD | DILLONVALE | OH | PRIMARY | 40.19 | -80.77
45835 | STANDARD | DOLA | OH | PRIMARY | 40.78 | -83.69
44032 | STANDARD | DORSET | OH | PRIMARY | 41.65 | -80.66
44622 | STANDARD | DOVER | OH | PRIMARY | 40.52 | -81.47
44230 | STANDARD | DOYLESTOWN | OH | PRIMARY | 40.97 | -81.69
43414 | PO BOX | DUNBRIDGE | OH | PRIMARY | 41.46 | -83.66
44624 | STANDARD | DUNDEE | OH | PRIMARY | 40.58 | -81.6
45836 | STANDARD | DUNKIRK | OH | PRIMARY | 40.78 | -83.64
44033 | PO BOX | EAST CLARIDON | OH | PRIMARY | 41.56 | -81.19
43920 | STANDARD | EAST LIVERPOOL | OH | PRIMARY | 40.63 | -80.56
44413 | STANDARD | EAST PALESTINE | OH | PRIMARY | 40.83 | -80.54
44625 | STANDARD | EAST ROCHESTER | OH | PRIMARY | 40.76 | -81.01
44626 | STANDARD | EAST SPARTA | OH | PRIMARY | 40.66 | -81.35
43925 | PO BOX | EAST SPRINGFIELD | OH | PRIMARY | 40.46 | -80.8
43517 | STANDARD | EDGERTON | OH | PRIMARY | 41.44 | -84.74
43518 | STANDARD | EDON | OH | PRIMARY | 41.55 | -84.76
45838 | PO BOX | ELGIN | OH | PRIMARY | 40.74 | -84.47
44415 | PO BOX | ELKTON | OH | PRIMARY | 40.75 | -80.68
44416 | PO BOX | ELLSWORTH | OH | PRIMARY | 41.02 | -80.85
43416 | STANDARD | ELMORE | OH | PRIMARY | 41.47 | -83.29
44035 | STANDARD | ELYRIA | OH | PRIMARY | 41.37 | -82.1
44036 | PO BOX | ELYRIA | OH | PRIMARY | 41.37 | -82.1
44039 | STANDARD | NORTH RIDGEVILLE | OH | PRIMARY | 41.38 | -82.01
43926 | PO BOX | EMPIRE | OH | PRIMARY | 40.51 | -80.62
43927 | PO BOX | FAIRPOINT | OH | PRIMARY | 40.13 | -80.96
44417 | STANDARD | FARMDALE | OH | PRIMARY | 41.39 | -80.66
43520 | PO BOX | FARMER | OH | PRIMARY | 41.38 | -84.63
43521 | STANDARD | FAYETTE | OH | PRIMARY | 41.67 | -84.32
45839 | PO BOX | FINDLAY | OH | PRIMARY | 41.04 | -83.64
45840 | STANDARD | FINDLAY | OH | PRIMARY | 41.04 | -83.64
44828 | PO BOX | FLAT ROCK | OH | PRIMARY | 41.24 | -82.85
43977 | STANDARD | FLUSHING | OH | PRIMARY | 40.14 | -81.06
45843 | STANDARD | FOREST | OH | PRIMARY | 40.8 | -83.51
45844 | STANDARD | FORT JENNINGS | OH | PRIMARY | 40.9 | -84.29
45845 | STANDARD | FORT LORAMIE | OH | PRIMARY | 40.34 | -84.37
45846 | STANDARD | FORT RECOVERY | OH | PRIMARY | 40.41 | -84.77
44830 | STANDARD | FOSTORIA | OH | PRIMARY | 41.15 | -83.41
44418 | STANDARD | FOWLER | OH | PRIMARY | 41.33 | -80.6
44627 | STANDARD | FREDERICKSBURG | OH | PRIMARY | 40.67 | -81.86
43973 | STANDARD | FREEPORT | OH | PRIMARY | 40.21 | -81.26
43420 | STANDARD | FREMONT | OH | PRIMARY | 41.35 | -83.11
44833 | STANDARD | GALION | OH | PRIMARY | 40.73 | -82.79
44231 | STANDARD | GARRETTSVILLE | OH | PRIMARY | 41.28 | -81.09
44040 | STANDARD | GATES MILLS | OH | PRIMARY | 41.53 | -81.41
44041 | STANDARD | GENEVA | OH | PRIMARY | 41.79 | -80.94
43430 | STANDARD | GENOA | OH | PRIMARY | 41.51 | -83.36
43431 | STANDARD | GIBSONBURG | OH | PRIMARY | 41.38 | -83.32
44420 | STANDARD | GIRARD | OH | PRIMARY | 41.15 | -80.69
45848 | PO BOX | GLANDORF | OH | PRIMARY | 41.03 | -84.07
43928 | PO BOX | GLENCOE | OH | PRIMARY | 40.05 | -80.91
44628 | STANDARD | GLENMONT | OH | PRIMARY | 40.51 | -82.09
44629 | STANDARD | GNADENHUTTEN | OH | PRIMARY | 40.35 | -81.43
44044 | STANDARD | GRAFTON | OH | PRIMARY | 41.28 | -82.03
43522 | STANDARD | GRAND RAPIDS | OH | PRIMARY | 41.41 | -83.86
44045 | PO BOX | GRAND RIVER | OH | PRIMARY | 41.74 | -81.28
43432 | STANDARD | GRAYTOWN | OH | PRIMARY | 41.52 | -83.26
44422 | PO BOX | GREENFORD | OH | PRIMARY | 40.98 | -80.78
44232 | PO BOX | GREEN | OH | PRIMARY | 40.94 | -81.48
44836 | STANDARD | GREEN SPRINGS | OH | PRIMARY | 41.25 | -83.05
44630 | PO BOX | GREENTOWN | OH | PRIMARY | 40.92 | -81.4
44837 | STANDARD | GREENWICH | OH | PRIMARY | 41.03 | -82.51
45849 | STANDARD | GROVER HILL | OH | PRIMARY | 41.01 | -84.47
43433 | PO BOX | GYPSUM | OH | PRIMARY | 41.5 | -82.94
43524 | STANDARD | HAMLER | OH | PRIMARY | 41.23 | -84.03
43930 | STANDARD | HAMMONDSVILLE | OH | PRIMARY | 40.58 | -80.72
43931 | PO BOX | HANNIBAL | OH | PRIMARY | 39.69 | -80.89
44423 | STANDARD | HANOVERTON | OH | PRIMARY | 40.75 | -80.93
43434 | PO BOX | HARBOR VIEW | OH | PRIMARY | 41.69 | -83.44
43974 | PO BOX | HARRISVILLE | OH | PRIMARY | 40.18 | -80.88
45850 | STANDARD | HARROD | OH | PRIMARY | 40.7 | -83.92
44424 | PO BOX | HARTFORD | OH | PRIMARY | 41.31 | -80.56
44632 | STANDARD | HARTVILLE | OH | PRIMARY | 40.96 | -81.33
43525 | STANDARD | HASKINS | OH | PRIMARY | 41.46 | -83.7
45851 | STANDARD | HAVILAND | OH | PRIMARY | 41.01 | -84.58
44838 | PO BOX | HAYESVILLE | OH | PRIMARY | 40.77 | -82.26
43435 | STANDARD | HELENA | OH | PRIMARY | 41.33 | -83.29
43526 | STANDARD | HICKSVILLE | OH | PRIMARY | 41.29 | -84.76
44233 | STANDARD | HINCKLEY | OH | PRIMARY | 41.23 | -81.73
44234 | STANDARD | HIRAM | OH | PRIMARY | 41.31 | -81.14
43527 | STANDARD | HOLGATE | OH | PRIMARY | 41.24 | -84.12
43528 | STANDARD | HOLLAND | OH | PRIMARY | 41.62 | -83.7
43985 | PO BOX | HOLLOWAY | OH | PRIMARY | 40.16 | -81.12
44633 | STANDARD | HOLMESVILLE | OH | PRIMARY | 40.62 | -81.92
44235 | STANDARD | HOMERVILLE | OH | PRIMARY | 41.02 | -82.12
44634 | STANDARD | HOMEWORTH | OH | PRIMARY | 40.85 | -81.05
43976 | STANDARD | HOPEDALE | OH | PRIMARY | 40.32 | -80.89
43529 | PO BOX | HOYTVILLE | OH | PRIMARY | 41.19 | -83.78
44425 | STANDARD | HUBBARD | OH | PRIMARY | 41.16 | -80.56
44236 | STANDARD | HUDSON | OH | PRIMARY | 41.24 | -81.45
44237 | UNIQUE | HUDSON | OH | PRIMARY | 41.24 | -81.45
44046 | STANDARD | HUNTSBURG | OH | PRIMARY | 41.53 | -81.05
44839 | STANDARD | HURON | OH | PRIMARY | 41.39 | -82.56
43932 | STANDARD | IRONDALE | OH | PRIMARY | 40.57 | -80.72
43436 | PO BOX | ISLE SAINT GEORGE | OH | PRIMARY | 41.72 | -82.82
43933 | STANDARD | JACOBSBURG | OH | PRIMARY | 39.95 | -80.88
44047 | STANDARD | JEFFERSON | OH | PRIMARY | 41.73 | -80.76
44840 | STANDARD | JEROMESVILLE | OH | PRIMARY | 40.8 | -82.19
43437 | PO BOX | JERRY CITY | OH | PRIMARY | 41.25 | -83.6
43530 | PO BOX | JEWELL | OH | PRIMARY | 41.33 | -84.27
43986 | STANDARD | JEWETT | OH | PRIMARY | 40.36 | -81
45853 | PO BOX | KALIDA | OH | PRIMARY | 40.98 | -84.19
44841 | STANDARD | KANSAS | OH | PRIMARY | 41.21 | -83.32
43438 | PO BOX | KELLEYS ISLAND | OH | PRIMARY | 41.59 | -82.71
44427 | STANDARD | KENSINGTON | OH | PRIMARY | 40.7 | -80.93
44211 | PO BOX | BRADY LAKE | OH | PRIMARY | 41.16 | -81.31
44240 | STANDARD | KENT | OH | PRIMARY | 41.14 | -81.36
44241 | STANDARD | STREETSBORO | OH | PRIMARY | 41.23 | -81.34
44242 | UNIQUE | KENT | OH | PRIMARY | 41.14 | -81.36
44243 | STANDARD | KENT | OH | PRIMARY | 41.14 | -81.36
44636 | PO BOX | KIDRON | OH | PRIMARY | 40.73 | -81.74
44637 | STANDARD | KILLBUCK | OH | PRIMARY | 40.49 | -81.98
44048 | STANDARD | KINGSVILLE | OH | PRIMARY | 41.85 | -80.64
44428 | STANDARD | KINSMAN | OH | PRIMARY | 41.43 | -80.57
44049 | PO BOX | KIPTON | OH | PRIMARY | 41.26 | -82.3
43531 | PO BOX | KUNKLE | OH | PRIMARY | 41.62 | -84.49
43439 | PO BOX | LACARNE | OH | PRIMARY | 41.53 | -83.02
43951 | PO BOX | LAFFERTY | OH | PRIMARY | 40.07 | -81.06
44050 | STANDARD | LAGRANGE | OH | PRIMARY | 41.23 | -82.12
44429 | STANDARD | LAKE MILTON | OH | PRIMARY | 41.09 | -80.95
44250 | PO BOX | LAKEMORE | OH | PRIMARY | 41.02 | -81.42
43440 | STANDARD | LAKESIDE MARBLEHEAD | OH | PRIMARY | 41.52 | -82.78
44638 | STANDARD | LAKEVILLE | OH | PRIMARY | 40.63 | -82.15
43934 | PO BOX | LANSING | OH | PRIMARY | 40.1 | -80.75
45855 | PO BOX | LATTY | OH | PRIMARY | 41.08 | -84.58
44430 | STANDARD | LEAVITTSBURG | OH | PRIMARY | 41.24 | -80.9
44639 | PO BOX | LEESVILLE | OH | PRIMARY | 40.45 | -81.2
44431 | STANDARD | LEETONIA | OH | PRIMARY | 40.87 | -80.76
45815 | PO BOX | BELMORE | OH | PRIMARY | 41.15 | -83.94
45856 | STANDARD | LEIPSIC | OH | PRIMARY | 41.09 | -83.98
43441 | PO BOX | LEMOYNE | OH | PRIMARY | 41.47 | -83.46
43532 | STANDARD | LIBERTY CENTER | OH | PRIMARY | 41.44 | -84
45801 | STANDARD | LIMA | OH | PRIMARY | 40.74 | -84.11
45802 | PO BOX | LIMA | OH | PRIMARY | 40.74 | -84.11
45804 | STANDARD | LIMA | OH | PRIMARY | 40.74 | -84.11
45805 | STANDARD | LIMA | OH | PRIMARY | 40.74 | -84.11
45806 | STANDARD | LIMA | OH | PRIMARY | 40.68 | -84.12
45807 | STANDARD | LIMA | OH | PRIMARY | 40.74 | -84.11
45809 | STANDARD | GOMER | OH | PRIMARY | 40.81 | -84.13
45854 | PO BOX | LAFAYETTE | OH | PRIMARY | 40.75 | -83.94
44640 | PO BOX | LIMAVILLE | OH | PRIMARY | 40.98 | -81.14
43442 | STANDARD | LINDSEY | OH | PRIMARY | 41.42 | -83.22
44432 | STANDARD | LISBON | OH | PRIMARY | 40.77 | -80.76
44492 | PO BOX | WEST POINT | OH | PRIMARY | 40.71 | -80.66
44253 | STANDARD | LITCHFIELD | OH | PRIMARY | 41.16 | -82.02
44254 | STANDARD | LODI | OH | PRIMARY | 41.03 | -82.01
44052 | STANDARD | LORAIN | OH | PRIMARY | 41.44 | -82.18
44053 | STANDARD | LORAIN | OH | PRIMARY | 41.44 | -82.18
44054 | STANDARD | SHEFFIELD LAKE | OH | PRIMARY | 41.48 | -82.09
44055 | STANDARD | LORAIN | OH | PRIMARY | 41.44 | -82.18
44842 | STANDARD | LOUDONVILLE | OH | PRIMARY | 40.63 | -82.23
44641 | STANDARD | LOUISVILLE | OH | PRIMARY | 40.83 | -81.26
44436 | STANDARD | LOWELLVILLE | OH | PRIMARY | 41.04 | -80.54
44843 | STANDARD | LUCAS | OH | PRIMARY | 40.7 | -82.42
43443 | STANDARD | LUCKEY | OH | PRIMARY | 41.45 | -83.48
43533 | STANDARD | LYONS | OH | PRIMARY | 41.69 | -84.07
43523 | PO BOX | GRELTON | OH | PRIMARY | 41.3 | -84.05
43534 | STANDARD | MC CLURE | OH | PRIMARY | 41.37 | -83.94
45858 | STANDARD | MC COMB | OH | PRIMARY | 41.1 | -83.78
44844 | STANDARD | MC CUTCHENVILLE | OH | PRIMARY | 40.96 | -83.26
44437 | STANDARD | MC DONALD | OH | PRIMARY | 41.16 | -80.72
45859 | PO BOX | MC GUFFEY | OH | PRIMARY | 40.69 | -83.78
44057 | STANDARD | MADISON | OH | PRIMARY | 41.77 | -81.05
44643 | STANDARD | MAGNOLIA | OH | PRIMARY | 40.65 | -81.29
43535 | STANDARD | MALINTA | OH | PRIMARY | 41.31 | -84.03
44644 | STANDARD | MALVERN | OH | PRIMARY | 40.68 | -81.18
44901 | PO BOX | MANSFIELD | OH | PRIMARY | 40.76 | -82.52
44902 | STANDARD | MANSFIELD | OH | PRIMARY | 40.76 | -82.52
44903 | STANDARD | MANSFIELD | OH | PRIMARY | 40.76 | -82.52
44904 | STANDARD | MANSFIELD | OH | PRIMARY | 40.76 | -82.52
44905 | STANDARD | MANSFIELD | OH | PRIMARY | 40.76 | -82.52
44906 | STANDARD | MANSFIELD | OH | PRIMARY | 40.76 | -82.52
44907 | STANDARD | MANSFIELD | OH | PRIMARY | 40.76 | -82.52
44255 | STANDARD | MANTUA | OH | PRIMARY | 41.28 | -81.22
45860 | STANDARD | MARIA STEIN | OH | PRIMARY | 40.39 | -84.51
43536 | STANDARD | MARK CENTER | OH | PRIMARY | 41.29 | -84.63
44645 | STANDARD | MARSHALLVILLE | OH | PRIMARY | 40.9 | -81.73
43445 | STANDARD | MARTIN | OH | PRIMARY | 41.58 | -83.3
43935 | STANDARD | MARTINS FERRY | OH | PRIMARY | 40.1 | -80.72
44646 | STANDARD | MASSILLON | OH | PRIMARY | 40.78 | -81.52
44647 | STANDARD | MASSILLON | OH | PRIMARY | 40.78 | -81.52
44648 | PO BOX | MASSILLON | OH | PRIMARY | 40.78 | -81.52
44438 | STANDARD | MASURY | OH | PRIMARY | 41.23 | -80.53
43537 | STANDARD | MAUMEE | OH | PRIMARY | 41.57 | -83.65
44650 | PO BOX | MAXIMO | OH | PRIMARY | 40.92 | -81.15
43937 | PO BOX | MAYNARD | OH | PRIMARY | 40.11 | -80.83
44651 | STANDARD | MECHANICSTOWN | OH | PRIMARY | 40.62 | -80.95
44256 | STANDARD | MEDINA | OH | PRIMARY | 41.13 | -81.86
44258 | PO BOX | MEDINA | OH | PRIMARY | 41.13 | -81.86
45861 | PO BOX | MELROSE | OH | PRIMARY | 41.08 | -84.41
45862 | STANDARD | MENDON | OH | PRIMARY | 40.67 | -84.51
44060 | STANDARD | MENTOR | OH | PRIMARY | 41.69 | -81.33
44061 | PO BOX | MENTOR | OH | PRIMARY | 41.69 | -81.33
44439 | PO BOX | MESOPOTAMIA | OH | PRIMARY | 41.46 | -80.95
43540 | STANDARD | METAMORA | OH | PRIMARY | 41.71 | -83.9
44652 | PO BOX | MIDDLEBRANCH | OH | PRIMARY | 40.89 | -81.32
44062 | STANDARD | MIDDLEFIELD | OH | PRIMARY | 41.45 | -81.07
45863 | STANDARD | MIDDLE POINT | OH | PRIMARY | 40.85 | -84.44
44653 | PO BOX | MIDVALE | OH | PRIMARY | 40.43 | -81.37
44846 | STANDARD | MILAN | OH | PRIMARY | 41.28 | -82.6
43447 | STANDARD | MILLBURY | OH | PRIMARY | 41.56 | -83.42
45864 | PO BOX | MILLER CITY | OH | PRIMARY | 41.1 | -84.13
44654 | STANDARD | MILLERSBURG | OH | PRIMARY | 40.55 | -81.91
44656 | STANDARD | MINERAL CITY | OH | PRIMARY | 40.6 | -81.36
44440 | STANDARD | MINERAL RIDGE | OH | PRIMARY | 41.13 | -80.76
44657 | STANDARD | MINERVA | OH | PRIMARY | 40.72 | -81.1
43938 | STANDARD | MINGO JUNCTION | OH | PRIMARY | 40.32 | -80.61
45865 | STANDARD | MINSTER | OH | PRIMARY | 40.39 | -84.37
44260 | STANDARD | MOGADORE | OH | PRIMARY | 41.05 | -81.4
43542 | STANDARD | MONCLOVA | OH | PRIMARY | 41.56 | -83.76
44847 | STANDARD | MONROEVILLE | OH | PRIMARY | 41.24 | -82.7
45866 | PO BOX | MONTEZUMA | OH | PRIMARY | 40.48 | -84.54
43543 | STANDARD | MONTPELIER | OH | PRIMARY | 41.58 | -84.6
44064 | STANDARD | MONTVILLE | OH | PRIMARY | 41.6 | -81.05
45867 | STANDARD | MOUNT BLANCHARD | OH | PRIMARY | 40.89 | -83.55
45868 | STANDARD | MOUNT CORY | OH | PRIMARY | 40.93 | -83.82
44659 | PO BOX | MOUNT EATON | OH | PRIMARY | 40.69 | -81.7
44660 | PO BOX | MOUNT HOPE | OH | PRIMARY | 40.62 | -81.78
43939 | PO BOX | MOUNT PLEASANT | OH | PRIMARY | 40.17 | -80.8
44262 | STANDARD | MUNROE FALLS | OH | PRIMARY | 41.13 | -81.43
44848 | PO BOX | NANKIN | OH | PRIMARY | 40.92 | -82.26
43545 | STANDARD | NAPOLEON | OH | PRIMARY | 41.39 | -84.12
43550 | PO BOX | OKOLONA | OH | PRIMARY | 41.39 | -84.15
44661 | PO BOX | NASHVILLE | OH | PRIMARY | 40.59 | -82.11
44662 | STANDARD | NAVARRE | OH | PRIMARY | 40.72 | -81.52
43547 | PO BOX | NEAPOLIS | OH | PRIMARY | 41.46 | -83.84
43940 | PO BOX | NEFFS | OH | PRIMARY | 40.02 | -80.81
44441 | STANDARD | NEGLEY | OH | PRIMARY | 40.76 | -80.55
44849 | STANDARD | NEVADA | OH | PRIMARY | 40.81 | -83.13
43981 | PO BOX | NEW ATHENS | OH | PRIMARY | 40.18 | -80.99
43548 | STANDARD | NEW BAVARIA | OH | PRIMARY | 41.2 | -84.16
45869 | STANDARD | NEW BREMEN | OH | PRIMARY | 40.43 | -84.38
44065 | STANDARD | NEWBURY | OH | PRIMARY | 41.47 | -81.23
45870 | PO BOX | NEW HAMPSHIRE | OH | PRIMARY | 40.61 | -83.93
44850 | PO BOX | NEW HAVEN | OH | PRIMARY | 41.03 | -82.68
45871 | STANDARD | NEW KNOXVILLE | OH | PRIMARY | 40.49 | -84.31
44851 | STANDARD | NEW LONDON | OH | PRIMARY | 41.07 | -82.4
44442 | STANDARD | NEW MIDDLETOWN | OH | PRIMARY | 40.96 | -80.56
44663 | STANDARD | NEW PHILADELPHIA | OH | PRIMARY | 40.48 | -81.44
44853 | STANDARD | NEW RIEGEL | OH | PRIMARY | 41.05 | -83.31
43984 | PO BOX | NEW RUMLEY | OH | PRIMARY | 40.41 | -81.04
44443 | STANDARD | NEW SPRINGFIELD | OH | PRIMARY | 40.92 | -80.58
44444 | STANDARD | NEWTON FALLS | OH | PRIMARY | 41.18 | -80.96
44854 | STANDARD | NEW WASHINGTON | OH | PRIMARY | 40.96 | -82.85
44445 | STANDARD | NEW WATERFORD | OH | PRIMARY | 40.84 | -80.62
43549 | STANDARD | NEY | OH | PRIMARY | 41.38 | -84.52
44446 | STANDARD | NILES | OH | PRIMARY | 41.18 | -80.75
45872 | STANDARD | NORTH BALTIMORE | OH | PRIMARY | 41.18 | -83.67
44449 | STANDARD | NORTH BENTON | OH | PRIMARY | 40.98 | -81.01
44450 | STANDARD | NORTH BLOOMFIELD | OH | PRIMARY | 41.45 | -80.8
44855 | STANDARD | NORTH FAIRFIELD | OH | PRIMARY | 41.1 | -82.61
44056 | STANDARD | MACEDONIA | OH | PRIMARY | 41.31 | -81.49
44067 | STANDARD | NORTHFIELD | OH | PRIMARY | 41.34 | -81.52
44665 | PO BOX | NORTH GEORGETOWN | OH | PRIMARY | 40.83 | -80.98
44451 | STANDARD | NORTH JACKSON | OH | PRIMARY | 41.09 | -80.86
44068 | PO BOX | NORTH KINGSVILLE | OH | PRIMARY | 41.91 | -80.67
44666 | STANDARD | NORTH LAWRENCE | OH | PRIMARY | 40.84 | -81.63
44452 | STANDARD | NORTH LIMA | OH | PRIMARY | 40.95 | -80.65
44070 | STANDARD | NORTH OLMSTED | OH | PRIMARY | 41.41 | -81.92
44857 | STANDARD | NORWALK | OH | PRIMARY | 41.24 | -82.61
44859 | STANDARD | NOVA | OH | PRIMARY | 41.02 | -82.35
44072 | STANDARD | NOVELTY | OH | PRIMARY | 41.47 | -81.32
44073 | UNIQUE | NOVELTY | OH | PRIMARY | 41.47 | -81.32
43449 | STANDARD | OAK HARBOR | OH | PRIMARY | 41.51 | -83.14
45873 | STANDARD | OAKWOOD | OH | PRIMARY | 41.09 | -84.37
44074 | STANDARD | OBERLIN | OH | PRIMARY | 41.29 | -82.21
44860 | PO BOX | OCEOLA | OH | PRIMARY | 40.88 | -83.09
45874 | STANDARD | OHIO CITY | OH | PRIMARY | 40.77 | -84.61
44861 | PO BOX | OLD FORT | OH | PRIMARY | 41.21 | -83.11
44862 | PO BOX | ONTARIO | OH | PRIMARY | 40.76 | -82.6
44453 | PO BOX | ORANGEVILLE | OH | PRIMARY | 41.34 | -80.52
44667 | STANDARD | ORRVILLE | OH | PRIMARY | 40.84 | -81.77
44076 | STANDARD | ORWELL | OH | PRIMARY | 41.53 | -80.85
45875 | STANDARD | OTTAWA | OH | PRIMARY | 41.02 | -84.04
45876 | PO BOX | OTTOVILLE | OH | PRIMARY | 40.93 | -84.33
44077 | STANDARD | PAINESVILLE | OH | PRIMARY | 41.72 | -81.24
45877 | STANDARD | PANDORA | OH | PRIMARY | 40.94 | -83.96
44669 | STANDARD | PARIS | OH | PRIMARY | 40.8 | -81.15
44080 | PO BOX | PARKMAN | OH | PRIMARY | 41.38 | -81.05
45879 | STANDARD | PAULDING | OH | PRIMARY | 41.13 | -84.58
45880 | STANDARD | PAYNE | OH | PRIMARY | 41.07 | -84.72
43450 | STANDARD | PEMBERVILLE | OH | PRIMARY | 41.4 | -83.45
44264 | STANDARD | PENINSULA | OH | PRIMARY | 41.23 | -81.55
44081 | STANDARD | PERRY | OH | PRIMARY | 41.76 | -81.14
43551 | STANDARD | PERRYSBURG | OH | PRIMARY | 41.55 | -83.62
43552 | PO BOX | PERRYSBURG | OH | PRIMARY | 41.55 | -83.62
44864 | STANDARD | PERRYSVILLE | OH | PRIMARY | 40.65 | -82.31
44454 | STANDARD | PETERSBURG | OH | PRIMARY | 40.9 | -80.54
43553 | PO BOX | PETTISVILLE | OH | PRIMARY | 41.59 | -84.17
43983 | STANDARD | PIEDMONT | OH | PRIMARY | 40.14 | -81.21
44082 | STANDARD | PIERPONT | OH | PRIMARY | 41.76 | -80.57
43941 | PO BOX | PINEY FORK | OH | PRIMARY | 40.25 | -80.81
43554 | STANDARD | PIONEER | OH | PRIMARY | 41.67 | -84.55
44865 | STANDARD | PLYMOUTH | OH | PRIMARY | 40.99 | -82.66
44866 | STANDARD | POLK | OH | PRIMARY | 40.94 | -82.21
43451 | STANDARD | PORTAGE | OH | PRIMARY | 41.32 | -83.64
43446 | PO BOX | MIDDLE BASS | OH | PRIMARY | 41.68 | -82.81
43452 | STANDARD | PORT CLINTON | OH | PRIMARY | 41.5 | -82.93
43942 | STANDARD | POWHATAN POINT | OH | PRIMARY | 39.86 | -80.8
43456 | PO BOX | PUT IN BAY | OH | PRIMARY | 41.64 | -82.82
44265 | PO BOX | RANDOLPH | OH | PRIMARY | 41.03 | -81.24
44266 | STANDARD | RAVENNA | OH | PRIMARY | 41.15 | -81.24
45841 | STANDARD | JENERA | OH | PRIMARY | 40.89 | -83.72
45881 | STANDARD | RAWSON | OH | PRIMARY | 40.95 | -83.78
43943 | STANDARD | RAYLAND | OH | PRIMARY | 40.18 | -80.69
44867 | STANDARD | REPUBLIC | OH | PRIMARY | 41.12 | -83.01
44286 | STANDARD | RICHFIELD | OH | PRIMARY | 41.23 | -81.63
43944 | STANDARD | RICHMOND | OH | PRIMARY | 40.43 | -80.77
43555 | PO BOX | RIDGEVILLE CORNERS | OH | PRIMARY | 41.45 | -84.28
43457 | STANDARD | RISINGSUN | OH | PRIMARY | 41.26 | -83.42
44270 | STANDARD | RITTMAN | OH | PRIMARY | 40.97 | -81.78
44670 | PO BOX | ROBERTSVILLE | OH | PRIMARY | 40.8 | -81.15
44084 | STANDARD | ROCK CREEK | OH | PRIMARY | 41.66 | -80.85
45882 | STANDARD | ROCKFORD | OH | PRIMARY | 40.69 | -84.64
43458 | PO BOX | ROCKY RIDGE | OH | PRIMARY | 41.53 | -83.21
44455 | STANDARD | ROGERS | OH | PRIMARY | 40.79 | -80.62
44085 | STANDARD | ROME | OH | PRIMARY | 41.6 | -80.86
44272 | STANDARD | ROOTSTOWN | OH | PRIMARY | 41.09 | -81.18
43462 | STANDARD | RUDOLPH | OH | PRIMARY | 41.29 | -83.7
45883 | STANDARD | SAINT HENRY | OH | PRIMARY | 40.42 | -84.63
45884 | PO BOX | SAINT JOHNS | OH | PRIMARY | 40.56 | -84.13
45885 | STANDARD | SAINT MARYS | OH | PRIMARY | 40.54 | -84.39
44460 | STANDARD | SALEM | OH | PRIMARY | 40.9 | -80.85
43945 | STANDARD | SALINEVILLE | OH | PRIMARY | 40.62 | -80.83
44870 | STANDARD | SANDUSKY | OH | PRIMARY | 41.45 | -82.71
44871 | PO BOX | SANDUSKY | OH | PRIMARY | 41.45 | -82.71
44671 | PO BOX | SANDYVILLE | OH | PRIMARY | 40.64 | -81.33
43946 | STANDARD | SARDIS | OH | PRIMARY | 39.66 | -80.95
44874 | PO BOX | SAVANNAH | OH | PRIMARY | 40.96 | -82.36
43988 | STANDARD | SCIO | OH | PRIMARY | 40.39 | -81.08
45886 | STANDARD | SCOTT | OH | PRIMARY | 40.98 | -84.58
44672 | STANDARD | SEBRING | OH | PRIMARY | 40.92 | -81.02
44273 | STANDARD | SEVILLE | OH | PRIMARY | 41.02 | -81.86
43947 | STANDARD | SHADYSIDE | OH | PRIMARY | 39.97 | -80.75
44274 | PO BOX | SHARON CENTER | OH | PRIMARY | 41.09 | -81.73
44875 | STANDARD | SHELBY | OH | PRIMARY | 40.88 | -82.66
44675 | STANDARD | SHERRODSVILLE | OH | PRIMARY | 40.49 | -81.24
43556 | STANDARD | SHERWOOD | OH | PRIMARY | 41.29 | -84.55
44878 | STANDARD | SHILOH | OH | PRIMARY | 40.96 | -82.6
44676 | STANDARD | SHREVE | OH | PRIMARY | 40.68 | -82.02
43948 | PO BOX | SMITHFIELD | OH | PRIMARY | 40.27 | -80.77
44677 | STANDARD | SMITHVILLE | OH | PRIMARY | 40.86 | -81.85
44678 | PO BOX | SOMERDALE | OH | PRIMARY | 40.57 | -81.37
44470 | STANDARD | SOUTHINGTON | OH | PRIMARY | 41.3 | -80.95
44275 | STANDARD | SPENCER | OH | PRIMARY | 41.09 | -82.12
45887 | STANDARD | SPENCERVILLE | OH | PRIMARY | 40.7 | -84.35
43950 | STANDARD | SAINT CLAIRSVILLE | OH | PRIMARY | 40.07 | -80.89
44276 | STANDARD | STERLING | OH | PRIMARY | 40.94 | -81.85
43952 | STANDARD | STEUBENVILLE | OH | PRIMARY | 40.36 | -80.64
43953 | STANDARD | STEUBENVILLE | OH | PRIMARY | 40.36 | -80.64
43463 | PO BOX | STONY RIDGE | OH | PRIMARY | 41.47 | -83.46
44680 | STANDARD | STRASBURG | OH | PRIMARY | 40.59 | -81.52
43961 | PO BOX | STRATTON | OH | PRIMARY | 40.52 | -80.63
44471 | STANDARD | STRUTHERS | OH | PRIMARY | 41.05 | -80.59
43519 | PO BOX | EVANSPORT | OH | PRIMARY | 41.29 | -84.35
43557 | STANDARD | STRYKER | OH | PRIMARY | 41.5 | -84.41
44681 | STANDARD | SUGARCREEK | OH | PRIMARY | 40.5 | -81.64
44880 | STANDARD | SULLIVAN | OH | PRIMARY | 41.03 | -82.21
44856 | PO BOX | NORTH ROBINSON | OH | PRIMARY | 40.79 | -82.85
44881 | PO BOX | SULPHUR SPRINGS | OH | PRIMARY | 40.87 | -82.86
43962 | PO BOX | SUMMITVILLE | OH | PRIMARY | 40.67 | -80.88
43558 | STANDARD | SWANTON | OH | PRIMARY | 41.58 | -83.89
44882 | STANDARD | SYCAMORE | OH | PRIMARY | 40.95 | -83.17
43560 | STANDARD | SYLVANIA | OH | PRIMARY | 41.71 | -83.7
44278 | STANDARD | TALLMADGE | OH | PRIMARY | 41.1 | -81.42
44086 | STANDARD | THOMPSON | OH | PRIMARY | 41.67 | -81.06
44845 | PO BOX | MELMORE | OH | PRIMARY | 41.02 | -83.13
44883 | STANDARD | TIFFIN | OH | PRIMARY | 41.11 | -83.17
43963 | STANDARD | TILTONSVILLE | OH | PRIMARY | 40.17 | -80.69
44887 | STANDARD | TIRO | OH | PRIMARY | 40.9 | -82.76
43460 | STANDARD | ROSSFORD | OH | PRIMARY | 41.6 | -83.56
43601 | STANDARD | TOLEDO | OH | PRIMARY | 41.66 | -83.58
43603 | PO BOX | TOLEDO | OH | PRIMARY | 41.66 | -83.58
43604 | STANDARD | TOLEDO | OH | PRIMARY | 41.66 | -83.58
43605 | STANDARD | TOLEDO | OH | PRIMARY | 41.66 | -83.58
43606 | STANDARD | TOLEDO | OH | PRIMARY | 41.66 | -83.58
43607 | STANDARD | TOLEDO | OH | PRIMARY | 41.66 | -83.58
43608 | STANDARD | TOLEDO | OH | PRIMARY | 41.66 | -83.58
43609 | STANDARD | TOLEDO | OH | PRIMARY | 41.66 | -83.58
43610 | STANDARD | TOLEDO | OH | PRIMARY | 41.66 | -83.58
43611 | STANDARD | TOLEDO | OH | PRIMARY | 41.66 | -83.58
43612 | STANDARD | TOLEDO | OH | PRIMARY | 41.66 | -83.58
43613 | STANDARD | TOLEDO | OH | PRIMARY | 41.66 | -83.58
43614 | STANDARD | TOLEDO | OH | PRIMARY | 41.66 | -83.58
43615 | STANDARD | TOLEDO | OH | PRIMARY | 41.66 | -83.58
43616 | STANDARD | OREGON | OH | PRIMARY | 41.66 | -83.41
43617 | STANDARD | TOLEDO | OH | PRIMARY | 41.66 | -83.58
43619 | STANDARD | NORTHWOOD | OH | PRIMARY | 41.61 | -83.48
43620 | STANDARD | TOLEDO | OH | PRIMARY | 41.66 | -83.58
43623 | STANDARD | TOLEDO | OH | PRIMARY | 41.66 | -83.58
43635 | PO BOX | TOLEDO | OH | PRIMARY | 41.66 | -83.58
43652 | UNIQUE | TOLEDO | OH | PRIMARY | 41.66 | -83.58
43654 | UNIQUE | TOLEDO | OH | PRIMARY | 41.66 | -83.58
43656 | UNIQUE | TOLEDO | OH | PRIMARY | 41.66 | -83.58
43657 | UNIQUE | TOLEDO | OH | PRIMARY | 41.66 | -83.58
43659 | UNIQUE | TOLEDO | OH | PRIMARY | 41.66 | -83.58
43660 | UNIQUE | TOLEDO | OH | PRIMARY | 41.66 | -83.58
43661 | UNIQUE | TOLEDO | OH | PRIMARY | 41.66 | -83.58
43666 | UNIQUE | TOLEDO | OH | PRIMARY | 41.66 | -83.58
43667 | UNIQUE | TOLEDO | OH | PRIMARY | 41.66 | -83.58
43681 | UNIQUE | TOLEDO | OH | PRIMARY | 41.66 | -83.58
43682 | UNIQUE | TOLEDO | OH | PRIMARY | 41.66 | -83.58
43697 | PO BOX | TOLEDO | OH | PRIMARY | 41.66 | -83.58
43699 | PO BOX | TOLEDO | OH | PRIMARY | 41.66 | -83.58
43565 | PO BOX | TONTOGANY | OH | PRIMARY | 41.42 | -83.74
43964 | STANDARD | TORONTO | OH | PRIMARY | 40.46 | -80.6
44682 | PO BOX | TUSCARAWAS | OH | PRIMARY | 40.39 | -81.4
44087 | STANDARD | TWINSBURG | OH | PRIMARY | 41.32 | -81.45
44679 | PO BOX | STILLWATER | OH | PRIMARY | 40.32 | -81.32
44683 | STANDARD | UHRICHSVILLE | OH | PRIMARY | 40.4 | -81.35
44699 | STANDARD | TIPPECANOE | OH | PRIMARY | 40.27 | -81.28
44685 | STANDARD | UNIONTOWN | OH | PRIMARY | 40.97 | -81.4
44088 | PO BOX | UNIONVILLE | OH | PRIMARY | 41.78 | -80.98
45888 | PO BOX | UNIOPOLIS | OH | PRIMARY | 40.6 | -84.08
44280 | STANDARD | VALLEY CITY | OH | PRIMARY | 41.23 | -81.92
45889 | STANDARD | VAN BUREN | OH | PRIMARY | 41.13 | -83.64
45890 | STANDARD | VANLUE | OH | PRIMARY | 40.97 | -83.48
45891 | STANDARD | VAN WERT | OH | PRIMARY | 40.86 | -84.58
45893 | PO BOX | VAUGHNSVILLE | OH | PRIMARY | 40.92 | -84.1
45894 | STANDARD | VENEDOCIA | OH | PRIMARY | 40.78 | -84.45
44089 | STANDARD | VERMILION | OH | PRIMARY | 41.41 | -82.31
43464 | STANDARD | VICKERY | OH | PRIMARY | 41.38 | -82.89
44473 | STANDARD | VIENNA | OH | PRIMARY | 41.25 | -80.67
44281 | STANDARD | WADSWORTH | OH | PRIMARY | 41.02 | -81.73
44282 | PO BOX | WADSWORTH | OH | PRIMARY | 41.02 | -81.73
44889 | STANDARD | WAKEMAN | OH | PRIMARY | 41.25 | -82.4
43465 | STANDARD | WALBRIDGE | OH | PRIMARY | 41.58 | -83.48
44687 | PO BOX | WALNUT CREEK | OH | PRIMARY | 40.55 | -81.71
45819 | STANDARD | BUCKLAND | OH | PRIMARY | 40.62 | -84.26
45895 | STANDARD | WAPAKONETA | OH | PRIMARY | 40.57 | -84.19
43967 | PO BOX | WARNOCK | OH | PRIMARY | 40 | -80.95
44481 | STANDARD | WARREN | OH | PRIMARY | 41.23 | -80.81
44482 | PO BOX | WARREN | OH | PRIMARY | 41.23 | -80.81
44483 | STANDARD | WARREN | OH | PRIMARY | 41.23 | -80.81
44484 | STANDARD | WARREN | OH | PRIMARY | 41.23 | -80.81
44485 | STANDARD | WARREN | OH | PRIMARY | 41.23 | -80.81
44486 | UNIQUE | WARREN | OH | PRIMARY | 41.23 | -80.81
44488 | UNIQUE | WARREN | OH | PRIMARY | 41.23 | -80.81
44490 | STANDARD | WASHINGTONVILLE | OH | PRIMARY | 40.89 | -80.76
43566 | STANDARD | WATERVILLE | OH | PRIMARY | 41.49 | -83.73
43567 | STANDARD | WAUSEON | OH | PRIMARY | 41.55 | -84.14
44285 | PO BOX | WAYLAND | OH | PRIMARY | 41.17 | -81.15
43466 | STANDARD | WAYNE | OH | PRIMARY | 41.3 | -83.47
44688 | STANDARD | WAYNESBURG | OH | PRIMARY | 40.66 | -81.25
45896 | STANDARD | WAYNESFIELD | OH | PRIMARY | 40.6 | -83.97
44090 | STANDARD | WELLINGTON | OH | PRIMARY | 41.16 | -82.22
43968 | STANDARD | WELLSVILLE | OH | PRIMARY | 40.6 | -80.65
44491 | STANDARD | WEST FARMINGTON | OH | PRIMARY | 41.39 | -80.97
44251 | PO BOX | WESTFIELD CENTER | OH | PRIMARY | 41.02 | -81.93
43467 | PO BOX | WEST MILLGROVE | OH | PRIMARY | 41.24 | -83.49
43569 | STANDARD | WESTON | OH | PRIMARY | 41.34 | -83.79
44287 | STANDARD | WEST SALEM | OH | PRIMARY | 40.96 | -82.1
43570 | STANDARD | WEST UNITY | OH | PRIMARY | 41.58 | -84.43
43571 | STANDARD | WHITEHOUSE | OH | PRIMARY | 41.51 | -83.8
44092 | STANDARD | WICKLIFFE | OH | PRIMARY | 41.6 | -81.46
44888 | UNIQUE | WILLARD | OH | PRIMARY | 41.05 | -82.72
44890 | STANDARD | WILLARD | OH | PRIMARY | 41.05 | -82.72
44093 | STANDARD | WILLIAMSFIELD | OH | PRIMARY | 41.53 | -80.61
43468 | PO BOX | WILLISTON | OH | PRIMARY | 41.58 | -83.35
44094 | STANDARD | WILLOUGHBY | OH | PRIMARY | 41.64 | -81.4
44095 | STANDARD | EASTLAKE | OH | PRIMARY | 41.65 | -81.43
44096 | PO BOX | WILLOUGHBY | OH | PRIMARY | 41.64 | -81.4
44097 | PO BOX | EASTLAKE | OH | PRIMARY | 41.65 | -81.43
45898 | STANDARD | WILLSHIRE | OH | PRIMARY | 40.74 | -84.79
44689 | STANDARD | WILMOT | OH | PRIMARY | 40.65 | -81.63
44288 | STANDARD | WINDHAM | OH | PRIMARY | 41.23 | -81.03
44099 | STANDARD | WINDSOR | OH | PRIMARY | 41.56 | -80.96
44690 | PO BOX | WINESBURG | OH | PRIMARY | 40.63 | -81.7
44493 | PO BOX | WINONA | OH | PRIMARY | 40.82 | -80.87
43970 | PO BOX | WOLF RUN | OH | PRIMARY | 40.48 | -80.89
43469 | STANDARD | WOODVILLE | OH | PRIMARY | 41.45 | -83.36
44691 | STANDARD | WOOSTER | OH | PRIMARY | 40.81 | -81.93
45899 | PO BOX | WREN | OH | PRIMARY | 40.8 | -84.77
43971 | STANDARD | YORKVILLE | OH | PRIMARY | 40.15 | -80.7
44501 | PO BOX | YOUNGSTOWN | OH | PRIMARY | 41.09 | -80.64
44502 | STANDARD | YOUNGSTOWN | OH | PRIMARY | 41.09 | -80.64
44503 | STANDARD | YOUNGSTOWN | OH | PRIMARY | 41.09 | -80.64
44504 | STANDARD | YOUNGSTOWN | OH | PRIMARY | 41.09 | -80.64
44505 | STANDARD | YOUNGSTOWN | OH | PRIMARY | 41.09 | -80.64
44506 | STANDARD | YOUNGSTOWN | OH | PRIMARY | 41.09 | -80.64
44507 | STANDARD | YOUNGSTOWN | OH | PRIMARY | 41.09 | -80.64
44509 | STANDARD | YOUNGSTOWN | OH | PRIMARY | 41.09 | -80.64
44510 | STANDARD | YOUNGSTOWN | OH | PRIMARY | 41.09 | -80.64
44511 | STANDARD | YOUNGSTOWN | OH | PRIMARY | 41.09 | -80.64
44512 | STANDARD | YOUNGSTOWN | OH | PRIMARY | 41.09 | -80.64
44513 | PO BOX | YOUNGSTOWN | OH | PRIMARY | 41.09 | -80.64
44514 | STANDARD | YOUNGSTOWN | OH | PRIMARY | 41.09 | -80.64
44515 | STANDARD | YOUNGSTOWN | OH | PRIMARY | 41.09 | -80.64
44555 | UNIQUE | YOUNGSTOWN | OH | PRIMARY | 41.09 | -80.64
44697 | PO BOX | ZOAR | OH | PRIMARY | 40.61 | -81.42
47001 | STANDARD | AURORA | IN | PRIMARY | 39.06 | -84.9
47006 | STANDARD | BATESVILLE | IN | PRIMARY | 39.29 | -85.21
47010 | STANDARD | BATH | IN | PRIMARY | 39.49 | -84.83
47012 | STANDARD | BROOKVILLE | IN | PRIMARY | 39.42 | -85
47016 | STANDARD | CEDAR GROVE | IN | PRIMARY | 39.35 | -84.93
47017 | STANDARD | CROSS PLAINS | IN | PRIMARY | 38.94 | -85.22
47018 | STANDARD | DILLSBORO | IN | PRIMARY | 39.01 | -85.06
47019 | PO BOX | EAST ENTERPRISE | IN | PRIMARY | 38.87 | -85.01
47020 | STANDARD | FLORENCE | IN | PRIMARY | 38.82 | -84.93
47021 | PO BOX | FRIENDSHIP | IN | PRIMARY | 39.11 | -85.21
47022 | STANDARD | GUILFORD | IN | PRIMARY | 39.2 | -84.96
47060 | STANDARD | WEST HARRISON | IN | PRIMARY | 39.26 | -84.82
47023 | STANDARD | HOLTON | IN | PRIMARY | 39.07 | -85.38
47024 | STANDARD | LAUREL | IN | PRIMARY | 39.5 | -85.18
47025 | STANDARD | LAWRENCEBURG | IN | PRIMARY | 39.1 | -84.86
47030 | STANDARD | METAMORA | IN | PRIMARY | 39.42 | -85.14
47031 | STANDARD | MILAN | IN | PRIMARY | 39.12 | -85.13
47032 | STANDARD | MOORES HILL | IN | PRIMARY | 39.11 | -85.08
47033 | PO BOX | MORRIS | IN | PRIMARY | 39.28 | -85.17
47034 | PO BOX | NAPOLEON | IN | PRIMARY | 39.2 | -85.32
47035 | PO BOX | NEW TRENTON | IN | PRIMARY | 39.31 | -84.9
47036 | STANDARD | OLDENBURG | IN | PRIMARY | 39.33 | -85.2
47037 | STANDARD | OSGOOD | IN | PRIMARY | 39.12 | -85.29
47038 | STANDARD | PATRIOT | IN | PRIMARY | 38.83 | -84.82
47039 | PO BOX | PIERCEVILLE | IN | PRIMARY | 39.11 | -85.21
47040 | STANDARD | RISING SUN | IN | PRIMARY | 38.95 | -84.85
47041 | STANDARD | SUNMAN | IN | PRIMARY | 39.23 | -85.09
47042 | STANDARD | VERSAILLES | IN | PRIMARY | 39.06 | -85.25
47011 | STANDARD | BENNINGTON | IN | PRIMARY | 38.87 | -85.07
47043 | STANDARD | VEVAY | IN | PRIMARY | 38.74 | -85.07
47003 | STANDARD | WEST COLLEGE CORNER | IN | PRIMARY | 39.56 | -84.81
41001 | STANDARD | ALEXANDRIA | KY | PRIMARY | 38.96 | -84.38
41002 | STANDARD | AUGUSTA | KY | PRIMARY | 38.77 | -84
41003 | STANDARD | BERRY | KY | PRIMARY | 38.52 | -84.38
41004 | STANDARD | BROOKSVILLE | KY | PRIMARY | 38.68 | -84.06
41005 | STANDARD | BURLINGTON | KY | PRIMARY | 39.02 | -84.72
41006 | STANDARD | BUTLER | KY | PRIMARY | 38.78 | -84.37
41007 | STANDARD | CALIFORNIA | KY | PRIMARY | 38.91 | -84.26
41008 | STANDARD | CARROLLTON | KY | PRIMARY | 38.67 | -85.16
41045 | STANDARD | GHENT | KY | PRIMARY | 38.73 | -85.06
41010 | STANDARD | CORINTH | KY | PRIMARY | 38.49 | -84.56
41011 | STANDARD | COVINGTON | KY | PRIMARY | 39.08 | -84.5
41012 | PO BOX | COVINGTON | KY | PRIMARY | 39.08 | -84.5
41014 | STANDARD | COVINGTON | KY | PRIMARY | 39.08 | -84.5
41015 | STANDARD | LATONIA | KY | PRIMARY | 38.98 | -84.48
41016 | STANDARD | COVINGTON | KY | PRIMARY | 39.08 | -84.5
41017 | STANDARD | FT MITCHELL | KY | PRIMARY | 39.02 | -84.56
41018 | STANDARD | ERLANGER | KY | PRIMARY | 39 | -84.58
41019 | UNIQUE | COVINGTON | KY | PRIMARY | 39.08 | -84.5
41030 | STANDARD | CRITTENDEN | KY | PRIMARY | 38.78 | -84.6
41031 | STANDARD | CYNTHIANA | KY | PRIMARY | 38.38 | -84.29
41033 | STANDARD | DE MOSSVILLE | KY | PRIMARY | 38.74 | -84.47
41034 | STANDARD | DOVER | KY | PRIMARY | 38.75 | -83.88
41035 | STANDARD | DRY RIDGE | KY | PRIMARY | 38.68 | -84.59
41037 | PO BOX | ELIZAVILLE | KY | PRIMARY | 38.42 | -83.82
41039 | STANDARD | EWING | KY | PRIMARY | 38.42 | -83.86
41040 | STANDARD | FALMOUTH | KY | PRIMARY | 38.67 | -84.33
41041 | STANDARD | FLEMINGSBURG | KY | PRIMARY | 38.42 | -83.73
41022 | PO BOX | FLORENCE | KY | PRIMARY | 38.99 | -84.64
41042 | STANDARD | FLORENCE | KY | PRIMARY | 38.99 | -84.64
41043 | STANDARD | FOSTER | KY | PRIMARY | 38.79 | -84.21
41044 | STANDARD | GERMANTOWN | KY | PRIMARY | 38.65 | -83.96
41046 | STANDARD | GLENCOE | KY | PRIMARY | 38.71 | -84.82
41048 | STANDARD | HEBRON | KY | PRIMARY | 39.08 | -84.7
41049 | STANDARD | HILLSBORO | KY | PRIMARY | 38.29 | -83.65
41051 | STANDARD | INDEPENDENCE | KY | PRIMARY | 38.95 | -84.54
41052 | STANDARD | JONESVILLE | KY | PRIMARY | 38.65 | -84.75
41053 | PO BOX | KENTON | KY | PRIMARY | 38.85 | -84.52
41054 | PO BOX | MASON | KY | PRIMARY | 38.57 | -84.58
41055 | STANDARD | MAYSLICK | KY | PRIMARY | 38.53 | -83.87
41056 | STANDARD | MAYSVILLE | KY | PRIMARY | 38.62 | -83.78
41059 | STANDARD | MELBOURNE | KY | PRIMARY | 39.03 | -84.37
41061 | PO BOX | MILFORD | KY | PRIMARY | 38.58 | -84.15
41062 | PO BOX | MINERVA | KY | PRIMARY | 38.69 | -83.91
41063 | STANDARD | MORNING VIEW | KY | PRIMARY | 38.83 | -84.51
41064 | STANDARD | MOUNT OLIVET | KY | PRIMARY | 38.53 | -84.03
41065 | PO BOX | MUSES MILLS | KY | PRIMARY | 38.35 | -83.52
41071 | STANDARD | NEWPORT | KY | PRIMARY | 39.08 | -84.48
41072 | PO BOX | NEWPORT | KY | PRIMARY | 39.08 | -84.48
41073 | STANDARD | BELLEVUE | KY | PRIMARY | 39.1 | -84.47
41074 | STANDARD | DAYTON | KY | PRIMARY | 39.11 | -84.46
41075 | STANDARD | FORT THOMAS | KY | PRIMARY | 39.08 | -84.45
41076 | STANDARD | NEWPORT | KY | PRIMARY | 39.08 | -84.48
41099 | UNIQUE | NEWPORT | KY | PRIMARY | 39.08 | -84.48
41080 | STANDARD | PETERSBURG | KY | PRIMARY | 39.03 | -84.83
41081 | PO BOX | PLUMMERS LANDING | KY | PRIMARY | 38.32 | -83.56
41083 | STANDARD | SANDERS | KY | PRIMARY | 38.65 | -84.94
41085 | PO BOX | SILVER GROVE | KY | PRIMARY | 39.03 | -84.39
41086 | STANDARD | SPARTA | KY | PRIMARY | 38.67 | -84.9
41091 | STANDARD | UNION | KY | PRIMARY | 38.95 | -84.66
41092 | STANDARD | VERONA | KY | PRIMARY | 38.83 | -84.69
41093 | STANDARD | WALLINGFORD | KY | PRIMARY | 38.4 | -83.61
41094 | STANDARD | WALTON | KY | PRIMARY | 38.86 | -84.61
41095 | STANDARD | WARSAW | KY | PRIMARY | 38.78 | -84.89
41096 | PO BOX | WASHINGTON | KY | PRIMARY | 38.61 | -83.8
41097 | STANDARD | WILLIAMSTOWN | KY | PRIMARY | 38.63 | -84.56
41098 | STANDARD | WORTHVILLE | KY | PRIMARY | 38.6 | -85.06
45101 | STANDARD | ABERDEEN | OH | PRIMARY | 38.66 | -83.76
43802 | STANDARD | ADAMSVILLE | OH | PRIMARY | 40.06 | -81.88
45001 | PO BOX | ADDYSTON | OH | PRIMARY | 39.13 | -84.71
43101 | PO BOX | ADELPHI | OH | PRIMARY | 39.46 | -82.74
45710 | STANDARD | ALBANY | OH | PRIMARY | 39.22 | -82.19
45776 | STANDARD | SHADE | OH | PRIMARY | 39.21 | -82.01
43001 | STANDARD | ALEXANDRIA | OH | PRIMARY | 40.08 | -82.61
45301 | PO BOX | ALPHA | OH | PRIMARY | 39.67 | -83.91
43102 | STANDARD | AMANDA | OH | PRIMARY | 39.65 | -82.74
45102 | STANDARD | AMELIA | OH | PRIMARY | 39.02 | -84.21
45711 | STANDARD | AMESVILLE | OH | PRIMARY | 39.4 | -81.95
45777 | PO BOX | SHARPSBURG | OH | PRIMARY | 39.4 | -81.95
43002 | PO BOX | AMLIN | OH | PRIMARY | 40.07 | -83.18
45302 | STANDARD | ANNA | OH | PRIMARY | 40.39 | -84.17
45303 | STANDARD | ANSONIA | OH | PRIMARY | 40.21 | -84.63
45304 | STANDARD | ARCANUM | OH | PRIMARY | 39.99 | -84.55
43003 | STANDARD | ASHLEY | OH | PRIMARY | 40.4 | -82.95
43103 | STANDARD | ASHVILLE | OH | PRIMARY | 39.71 | -82.95
45701 | STANDARD | ATHENS | OH | PRIMARY | 39.32 | -82.09
43711 | PO BOX | AVA | OH | PRIMARY | 39.83 | -81.58
45612 | STANDARD | BAINBRIDGE | OH | PRIMARY | 39.22 | -83.26
45624 | PO BOX | CYNTHIANA | OH | PRIMARY | 39.17 | -83.34
43804 | STANDARD | BALTIC | OH | PRIMARY | 40.44 | -81.7
43105 | STANDARD | BALTIMORE | OH | PRIMARY | 39.84 | -82.6
45712 | PO BOX | BARLOW | OH | PRIMARY | 39.39 | -81.64
45729 | STANDARD | FLEMING | OH | PRIMARY | 39.4 | -81.64
43713 | STANDARD | BARNESVILLE | OH | PRIMARY | 39.98 | -81.17
45713 | PO BOX | BARTLETT | OH | PRIMARY | 39.42 | -81.8
45103 | STANDARD | BATAVIA | OH | PRIMARY | 39.07 | -84.18
43716 | STANDARD | BEALLSVILLE | OH | PRIMARY | 39.84 | -81.03
45613 | STANDARD | BEAVER | OH | PRIMARY | 39.03 | -82.82
45683 | PO BOX | STOCKDALE | OH | PRIMARY | 39.02 | -82.84
45305 | STANDARD | BELLBROOK | OH | PRIMARY | 39.64 | -84.08
43310 | STANDARD | BELLE CENTER | OH | PRIMARY | 40.5 | -83.74
43311 | STANDARD | BELLEFONTAINE | OH | PRIMARY | 40.36 | -83.75
43717 | PO BOX | BELLE VALLEY | OH | PRIMARY | 39.78 | -81.55
43718 | STANDARD | BELMONT | OH | PRIMARY | 40.02 | -81.04
45714 | STANDARD | BELPRE | OH | PRIMARY | 39.27 | -81.58
45105 | PO BOX | BENTONVILLE | OH | PRIMARY | 38.75 | -83.62
45106 | STANDARD | BETHEL | OH | PRIMARY | 38.96 | -84.08
43719 | STANDARD | BETHESDA | OH | PRIMARY | 40.01 | -81.07
45715 | STANDARD | BEVERLY | OH | PRIMARY | 39.54 | -81.63
45721 | STANDARD | COAL RUN | OH | PRIMARY | 39.54 | -81.64
45614 | STANDARD | BIDWELL | OH | PRIMARY | 38.94 | -82.25
43004 | STANDARD | BLACKLICK | OH | PRIMARY | 40.02 | -82.8
43005 | PO BOX | BLADENSBURG | OH | PRIMARY | 40.27 | -82.23
45107 | STANDARD | BLANCHESTER | OH | PRIMARY | 39.28 | -83.97
43106 | STANDARD | BLOOMINGBURG | OH | PRIMARY | 39.6 | -83.39
45616 | STANDARD | BLUE CREEK | OH | PRIMARY | 38.74 | -83.35
43720 | STANDARD | BLUE ROCK | OH | PRIMARY | 39.79 | -81.87
45306 | STANDARD | BOTKINS | OH | PRIMARY | 40.46 | -84.18
45617 | PO BOX | BOURNEVILLE | OH | PRIMARY | 39.27 | -83.15
45307 | PO BOX | BOWERSVILLE | OH | PRIMARY | 39.58 | -83.72
45308 | STANDARD | BRADFORD | OH | PRIMARY | 40.13 | -84.42
43107 | STANDARD | BREMEN | OH | PRIMARY | 39.7 | -82.43
43109 | PO BOX | BRICE | OH | PRIMARY | 39.91 | -82.83
43006 | STANDARD | BRINKHAVEN | OH | PRIMARY | 40.47 | -82.19
45309 | STANDARD | BROOKVILLE | OH | PRIMARY | 39.83 | -84.41
45716 | PO BOX | BUCHTEL | OH | PRIMARY | 39.46 | -82.18
43008 | PO BOX | BUCKEYE LAKE | OH | PRIMARY | 39.93 | -82.47
43722 | PO BOX | BUFFALO | OH | PRIMARY | 39.93 | -81.5
45110 | PO BOX | BUFORD | OH | PRIMARY | 39.08 | -83.85
45310 | PO BOX | BURKETTSVILLE | OH | PRIMARY | 40.35 | -84.64
43723 | STANDARD | BYESVILLE | OH | PRIMARY | 39.96 | -81.54
43009 | STANDARD | CABLE | OH | PRIMARY | 40.17 | -83.64
43724 | STANDARD | CALDWELL | OH | PRIMARY | 39.74 | -81.51
43314 | STANDARD | CALEDONIA | OH | PRIMARY | 40.63 | -82.96
43335 | PO BOX | MARTEL | OH | PRIMARY | 40.67 | -82.9
43725 | STANDARD | CAMBRIDGE | OH | PRIMARY | 40.02 | -81.58
43750 | PO BOX | KIPLING | OH | PRIMARY | 39.99 | -81.5
45311 | STANDARD | CAMDEN | OH | PRIMARY | 39.63 | -84.64
43110 | STANDARD | CANAL WINCHESTER | OH | PRIMARY | 39.84 | -82.82
43111 | PO BOX | CARBON HILL | OH | PRIMARY | 39.49 | -82.22
43315 | STANDARD | CARDINGTON | OH | PRIMARY | 40.49 | -82.89
43316 | STANDARD | CAREY | OH | PRIMARY | 40.95 | -83.38
43112 | STANDARD | CARROLL | OH | PRIMARY | 39.79 | -82.7
45312 | STANDARD | CASSTOWN | OH | PRIMARY | 40.05 | -84.12
43010 | PO BOX | CATAWBA | OH | PRIMARY | 39.99 | -83.62
45314 | STANDARD | CEDARVILLE | OH | PRIMARY | 39.74 | -83.81
43011 | STANDARD | CENTERBURG | OH | PRIMARY | 40.3 | -82.69
43727 | STANDARD | CHANDLERSVILLE | OH | PRIMARY | 39.86 | -81.8
45719 | PO BOX | CHAUNCEY | OH | PRIMARY | 39.39 | -82.12
45618 | PO BOX | CHERRY FORK | OH | PRIMARY | 38.88 | -83.61
45619 | STANDARD | CHESAPEAKE | OH | PRIMARY | 38.43 | -82.45
45620 | STANDARD | CHESHIRE | OH | PRIMARY | 38.94 | -82.11
45720 | PO BOX | CHESTER | OH | PRIMARY | 39.08 | -81.92
43728 | STANDARD | CHESTERHILL | OH | PRIMARY | 39.48 | -81.86
43317 | PO BOX | CHESTERVILLE | OH | PRIMARY | 40.48 | -82.68
45601 | STANDARD | CHILLICOTHE | OH | PRIMARY | 39.33 | -82.98
45112 | PO BOX | CHILO | OH | PRIMARY | 38.79 | -84.13
45389 | PO BOX | CHRISTIANSBURG | OH | PRIMARY | 40.05 | -84.02
45201 | PO BOX | CINCINNATI | OH | PRIMARY | 39.09 | -84.51
45202 | STANDARD | CINCINNATI | OH | PRIMARY | 39.09 | -84.51
45203 | STANDARD | CINCINNATI | OH | PRIMARY | 39.09 | -84.51
45204 | STANDARD | CINCINNATI | OH | PRIMARY | 39.09 | -84.51
45205 | STANDARD | CINCINNATI | OH | PRIMARY | 39.09 | -84.51
45206 | STANDARD | CINCINNATI | OH | PRIMARY | 39.09 | -84.51
45207 | STANDARD | CINCINNATI | OH | PRIMARY | 39.09 | -84.51
45208 | STANDARD | CINCINNATI | OH | PRIMARY | 39.09 | -84.51
45209 | STANDARD | CINCINNATI | OH | PRIMARY | 39.09 | -84.51
45211 | STANDARD | CINCINNATI | OH | PRIMARY | 39.09 | -84.51
45212 | STANDARD | CINCINNATI | OH | PRIMARY | 39.09 | -84.51
45213 | STANDARD | CINCINNATI | OH | PRIMARY | 39.09 | -84.51
45214 | STANDARD | CINCINNATI | OH | PRIMARY | 39.09 | -84.51
45215 | STANDARD | CINCINNATI | OH | PRIMARY | 39.09 | -84.51
45216 | STANDARD | CINCINNATI | OH | PRIMARY | 39.09 | -84.51
45217 | STANDARD | CINCINNATI | OH | PRIMARY | 39.09 | -84.51
45218 | STANDARD | CINCINNATI | OH | PRIMARY | 39.09 | -84.51
45219 | STANDARD | CINCINNATI | OH | PRIMARY | 39.09 | -84.51
45220 | STANDARD | CINCINNATI | OH | PRIMARY | 39.09 | -84.51
45221 | UNIQUE | CINCINNATI | OH | PRIMARY | 39.09 | -84.51
45222 | PO BOX | CINCINNATI | OH | PRIMARY | 39.09 | -84.51
45223 | STANDARD | CINCINNATI | OH | PRIMARY | 39.09 | -84.51
45224 | STANDARD | CINCINNATI | OH | PRIMARY | 39.09 | -84.51
45225 | STANDARD | CINCINNATI | OH | PRIMARY | 39.09 | -84.51
45226 | STANDARD | CINCINNATI | OH | PRIMARY | 39.09 | -84.51
45227 | STANDARD | CINCINNATI | OH | PRIMARY | 39.09 | -84.51
45229 | STANDARD | CINCINNATI | OH | PRIMARY | 39.09 | -84.51
45230 | STANDARD | CINCINNATI | OH | PRIMARY | 39.09 | -84.51
45231 | STANDARD | CINCINNATI | OH | PRIMARY | 39.09 | -84.51
45232 | STANDARD | CINCINNATI | OH | PRIMARY | 39.09 | -84.51
45233 | STANDARD | CINCINNATI | OH | PRIMARY | 39.09 | -84.51
45234 | PO BOX | CINCINNATI | OH | PRIMARY | 39.09 | -84.51
45235 | PO BOX | CINCINNATI | OH | PRIMARY | 39.09 | -84.51
45236 | STANDARD | CINCINNATI | OH | PRIMARY | 39.09 | -84.51
45237 | STANDARD | CINCINNATI | OH | PRIMARY | 39.09 | -84.51
45238 | STANDARD | CINCINNATI | OH | PRIMARY | 39.09 | -84.51
45239 | STANDARD | CINCINNATI | OH | PRIMARY | 39.09 | -84.51
45240 | STANDARD | CINCINNATI | OH | PRIMARY | 39.09 | -84.51
45241 | STANDARD | CINCINNATI | OH | PRIMARY | 39.09 | -84.51
45242 | STANDARD | CINCINNATI | OH | PRIMARY | 39.09 | -84.51
45243 | STANDARD | CINCINNATI | OH | PRIMARY | 39.09 | -84.51
45244 | STANDARD | CINCINNATI | OH | PRIMARY | 39.09 | -84.51
45245 | STANDARD | CINCINNATI | OH | PRIMARY | 39.09 | -84.51
45246 | STANDARD | CINCINNATI | OH | PRIMARY | 39.09 | -84.51
45247 | STANDARD | CINCINNATI | OH | PRIMARY | 39.09 | -84.51
45248 | STANDARD | CINCINNATI | OH | PRIMARY | 39.09 | -84.51
45249 | STANDARD | CINCINNATI | OH | PRIMARY | 39.09 | -84.51
45250 | PO BOX | CINCINNATI | OH | PRIMARY | 39.09 | -84.51
45251 | STANDARD | CINCINNATI | OH | PRIMARY | 39.09 | -84.51
45252 | STANDARD | CINCINNATI | OH | PRIMARY | 39.09 | -84.51
45253 | PO BOX | CINCINNATI | OH | PRIMARY | 39.09 | -84.51
45254 | PO BOX | CINCINNATI | OH | PRIMARY | 39.09 | -84.51
45255 | STANDARD | CINCINNATI | OH | PRIMARY | 39.09 | -84.51
45258 | PO BOX | CINCINNATI | OH | PRIMARY | 39.09 | -84.51
45262 | PO BOX | CINCINNATI | OH | PRIMARY | 39.09 | -84.51
45263 | UNIQUE | CINCINNATI | OH | PRIMARY | 39.09 | -84.51
45264 | UNIQUE | CINCINNATI | OH | PRIMARY | 39.09 | -84.51
45267 | UNIQUE | CINCINNATI | OH | PRIMARY | 39.09 | -84.51
45268 | UNIQUE | CINCINNATI | OH | PRIMARY | 39.09 | -84.51
45269 | UNIQUE | CINCINNATI | OH | PRIMARY | 39.09 | -84.51
45270 | UNIQUE | CINCINNATI | OH | PRIMARY | 39.09 | -84.51
45271 | UNIQUE | CINCINNATI | OH | PRIMARY | 39.09 | -84.51
45273 | UNIQUE | CINCINNATI | OH | PRIMARY | 39.09 | -84.51
45274 | UNIQUE | CINCINNATI | OH | PRIMARY | 39.09 | -84.51
45275 | PO BOX | CINCINNATI | OH | PRIMARY | 39.09 | -84.51
45277 | UNIQUE | CINCINNATI | OH | PRIMARY | 39.09 | -84.51
45280 | PO BOX | CINCINNATI | OH | PRIMARY | 39.15 | -84.45
45296 | UNIQUE | CINCINNATI | OH | PRIMARY | 39.09 | -84.51
45298 | UNIQUE | CINCINNATI | OH | PRIMARY | 39.09 | -84.51
45299 | UNIQUE | CINCINNATI | OH | PRIMARY | 39.09 | -84.51
45999 | UNIQUE | CINCINNATI | OH | PRIMARY | 39.09 | -84.51
43113 | STANDARD | CIRCLEVILLE | OH | PRIMARY | 39.6 | -82.93
43115 | STANDARD | CLARKSBURG | OH | PRIMARY | 39.5 | -83.15
45113 | STANDARD | CLARKSVILLE | OH | PRIMARY | 39.4 | -83.98
45315 | STANDARD | CLAYTON | OH | PRIMARY | 39.86 | -84.35
45002 | STANDARD | CLEVES | OH | PRIMARY | 39.16 | -84.74
45033 | PO BOX | HOOVEN | OH | PRIMARY | 39.19 | -84.75
45316 | PO BOX | CLIFTON | OH | PRIMARY | 39.79 | -83.82
45621 | PO BOX | COALTON | OH | PRIMARY | 39.11 | -82.61
45003 | STANDARD | COLLEGE CORNER | OH | PRIMARY | 39.56 | -84.81
45004 | PO BOX | COLLINSVILLE | OH | PRIMARY | 39.52 | -84.64
43085 | STANDARD | COLUMBUS | OH | PRIMARY | 39.98 | -82.98
43201 | STANDARD | COLUMBUS | OH | PRIMARY | 39.98 | -82.98
43202 | STANDARD | COLUMBUS | OH | PRIMARY | 39.98 | -82.98
43203 | STANDARD | COLUMBUS | OH | PRIMARY | 39.98 | -82.98
43204 | STANDARD | COLUMBUS | OH | PRIMARY | 39.98 | -82.98
43205 | STANDARD | COLUMBUS | OH | PRIMARY | 39.98 | -82.98
43206 | STANDARD | COLUMBUS | OH | PRIMARY | 39.98 | -82.98
43207 | STANDARD | COLUMBUS | OH | PRIMARY | 39.98 | -82.98
43209 | STANDARD | COLUMBUS | OH | PRIMARY | 39.98 | -82.98
43210 | STANDARD | COLUMBUS | OH | PRIMARY | 39.98 | -82.98
43211 | STANDARD | COLUMBUS | OH | PRIMARY | 39.98 | -82.98
43212 | STANDARD | COLUMBUS | OH | PRIMARY | 39.98 | -82.98
43213 | STANDARD | COLUMBUS | OH | PRIMARY | 39.98 | -82.98
43214 | STANDARD | COLUMBUS | OH | PRIMARY | 39.98 | -82.98
43215 | STANDARD | COLUMBUS | OH | PRIMARY | 39.98 | -82.98
43216 | PO BOX | COLUMBUS | OH | PRIMARY | 39.98 | -82.98
43217 | STANDARD | COLUMBUS | OH | PRIMARY | 39.98 | -82.98
43218 | PO BOX | COLUMBUS | OH | PRIMARY | 39.98 | -82.98
43219 | STANDARD | COLUMBUS | OH | PRIMARY | 39.98 | -82.98
43220 | STANDARD | COLUMBUS | OH | PRIMARY | 39.98 | -82.98
43221 | STANDARD | COLUMBUS | OH | PRIMARY | 39.98 | -82.98
43222 | STANDARD | COLUMBUS | OH | PRIMARY | 39.98 | -82.98
43223 | STANDARD | COLUMBUS | OH | PRIMARY | 39.98 | -82.98
43224 | STANDARD | COLUMBUS | OH | PRIMARY | 39.98 | -82.98
43226 | PO BOX | COLUMBUS | OH | PRIMARY | 39.98 | -82.98
43227 | STANDARD | COLUMBUS | OH | PRIMARY | 39.98 | -82.98
43228 | STANDARD | COLUMBUS | OH | PRIMARY | 39.98 | -82.98
43229 | STANDARD | COLUMBUS | OH | PRIMARY | 39.98 | -82.98
43230 | STANDARD | COLUMBUS | OH | PRIMARY | 39.98 | -82.98
43231 | STANDARD | COLUMBUS | OH | PRIMARY | 39.98 | -82.98
43232 | STANDARD | COLUMBUS | OH | PRIMARY | 39.98 | -82.98
43234 | PO BOX | COLUMBUS | OH | PRIMARY | 39.98 | -82.98
43235 | STANDARD | COLUMBUS | OH | PRIMARY | 39.98 | -82.98
43236 | PO BOX | COLUMBUS | OH | PRIMARY | 39.98 | -82.98
43240 | STANDARD | COLUMBUS | OH | PRIMARY | 39.98 | -82.98
43251 | UNIQUE | COLUMBUS | OH | PRIMARY | 39.98 | -82.98
43260 | UNIQUE | COLUMBUS | OH | PRIMARY | 39.98 | -82.98
43266 | UNIQUE | COLUMBUS | OH | PRIMARY | 39.98 | -82.98
43268 | UNIQUE | COLUMBUS | OH | PRIMARY | 39.98 | -82.98
43270 | UNIQUE | COLUMBUS | OH | PRIMARY | 39.98 | -82.98
43271 | UNIQUE | COLUMBUS | OH | PRIMARY | 39.98 | -82.98
43272 | UNIQUE | COLUMBUS | OH | PRIMARY | 39.98 | -82.98
43279 | UNIQUE | COLUMBUS | OH | PRIMARY | 39.98 | -82.98
43287 | UNIQUE | COLUMBUS | OH | PRIMARY | 39.98 | -82.98
43291 | UNIQUE | COLUMBUS | OH | PRIMARY | 39.98 | -82.98
43116 | STANDARD | COMMERCIAL POINT | OH | PRIMARY | 39.76 | -83.05
43811 | STANDARD | CONESVILLE | OH | PRIMARY | 40.18 | -81.89
45317 | STANDARD | CONOVER | OH | PRIMARY | 40.14 | -84.03
45723 | STANDARD | COOLVILLE | OH | PRIMARY | 39.22 | -81.79
45739 | PO BOX | HOCKINGPORT | OH | PRIMARY | 39.19 | -81.75
43730 | STANDARD | CORNING | OH | PRIMARY | 39.6 | -82.08
43812 | STANDARD | COSHOCTON | OH | PRIMARY | 40.26 | -81.84
43828 | PO BOX | KEENE | OH | PRIMARY | 40.34 | -81.86
43836 | PO BOX | PLAINFIELD | OH | PRIMARY | 40.2 | -81.71
45318 | STANDARD | COVINGTON | OH | PRIMARY | 40.11 | -84.35
43731 | STANDARD | CROOKSVILLE | OH | PRIMARY | 39.76 | -82.09
43013 | STANDARD | CROTON | OH | PRIMARY | 40.23 | -82.7
45623 | STANDARD | CROWN CITY | OH | PRIMARY | 38.58 | -82.28
45114 | PO BOX | CUBA | OH | PRIMARY | 39.36 | -83.84
43732 | STANDARD | CUMBERLAND | OH | PRIMARY | 39.85 | -81.65
45724 | STANDARD | CUTLER | OH | PRIMARY | 39.4 | -81.77
43014 | STANDARD | DANVILLE | OH | PRIMARY | 40.44 | -82.26
45390 | STANDARD | UNION CITY | OH | PRIMARY | 40.19 | -84.79
45401 | PO BOX | DAYTON | OH | PRIMARY | 39.77 | -84.19
45402 | STANDARD | DAYTON | OH | PRIMARY | 39.77 | -84.19
45403 | STANDARD | DAYTON | OH | PRIMARY | 39.77 | -84.19
45404 | STANDARD | DAYTON | OH | PRIMARY | 39.77 | -84.19
45405 | STANDARD | DAYTON | OH | PRIMARY | 39.77 | -84.19
45406 | STANDARD | DAYTON | OH | PRIMARY | 39.77 | -84.19
45409 | STANDARD | DAYTON | OH | PRIMARY | 39.77 | -84.19
45410 | STANDARD | DAYTON | OH | PRIMARY | 39.77 | -84.19
45412 | UNIQUE | DAYTON | OH | PRIMARY | 39.77 | -84.19
45413 | PO BOX | DAYTON | OH | PRIMARY | 39.77 | -84.19
45414 | STANDARD | DAYTON | OH | PRIMARY | 39.77 | -84.19
45415 | STANDARD | DAYTON | OH | PRIMARY | 39.77 | -84.19
45416 | STANDARD | DAYTON | OH | PRIMARY | 39.77 | -84.19
45417 | STANDARD | DAYTON | OH | PRIMARY | 39.77 | -84.19
45418 | STANDARD | DAYTON | OH | PRIMARY | 39.77 | -84.19
45419 | STANDARD | DAYTON | OH | PRIMARY | 39.77 | -84.19
45420 | STANDARD | DAYTON | OH | PRIMARY | 39.77 | -84.19
45422 | UNIQUE | DAYTON | OH | PRIMARY | 39.77 | -84.19
45423 | STANDARD | DAYTON | OH | PRIMARY | 39.77 | -84.19
45424 | STANDARD | DAYTON | OH | PRIMARY | 39.77 | -84.19
45426 | STANDARD | DAYTON | OH | PRIMARY | 39.77 | -84.19
45428 | PO BOX | DAYTON | OH | PRIMARY | 39.77 | -84.19
45429 | STANDARD | DAYTON | OH | PRIMARY | 39.77 | -84.19
45430 | STANDARD | DAYTON | OH | PRIMARY | 39.77 | -84.19
45431 | STANDARD | DAYTON | OH | PRIMARY | 39.77 | -84.19
45432 | STANDARD | DAYTON | OH | PRIMARY | 39.77 | -84.19
45433 | STANDARD | DAYTON | OH | PRIMARY | 39.77 | -84.19
45434 | STANDARD | DAYTON | OH | PRIMARY | 39.77 | -84.19
45435 | UNIQUE | DAYTON | OH | PRIMARY | 39.77 | -84.19
45437 | PO BOX | DAYTON | OH | PRIMARY | 39.77 | -84.19
45439 | STANDARD | DAYTON | OH | PRIMARY | 39.77 | -84.19
45440 | STANDARD | DAYTON | OH | PRIMARY | 39.77 | -84.19
45441 | PO BOX | DAYTON | OH | PRIMARY | 39.77 | -84.19
45448 | UNIQUE | DAYTON | OH | PRIMARY | 39.77 | -84.19
45449 | STANDARD | DAYTON | OH | PRIMARY | 39.77 | -84.19
45454 | UNIQUE | DAYTON | OH | PRIMARY | 39.77 | -84.19
45458 | STANDARD | DAYTON | OH | PRIMARY | 39.77 | -84.19
45459 | STANDARD | DAYTON | OH | PRIMARY | 39.77 | -84.19
45469 | UNIQUE | DAYTON | OH | PRIMARY | 39.77 | -84.19
45470 | UNIQUE | DAYTON | OH | PRIMARY | 39.77 | -84.19
45475 | PO BOX | DAYTON | OH | PRIMARY | 39.77 | -84.19
45479 | STANDARD | DAYTON | OH | PRIMARY | 39.77 | -84.19
45481 | UNIQUE | DAYTON | OH | PRIMARY | 39.77 | -84.19
45482 | UNIQUE | DAYTON | OH | PRIMARY | 39.77 | -84.19
45490 | PO BOX | DAYTON | OH | PRIMARY | 39.77 | -84.19
45115 | PO BOX | DECATUR | OH | PRIMARY | 38.81 | -83.72
43318 | STANDARD | DE GRAFF | OH | PRIMARY | 40.31 | -83.91
43015 | STANDARD | DELAWARE | OH | PRIMARY | 40.29 | -83.08
43117 | PO BOX | DERBY | OH | PRIMARY | 39.73 | -83.16
43733 | PO BOX | DERWENT | OH | PRIMARY | 39.93 | -81.56
45727 | STANDARD | DEXTER CITY | OH | PRIMARY | 39.65 | -81.47
45319 | PO BOX | DONNELSVILLE | OH | PRIMARY | 39.91 | -83.94
43821 | STANDARD | DRESDEN | OH | PRIMARY | 40.12 | -82.01
43016 | STANDARD | DUBLIN | OH | PRIMARY | 40.11 | -83.13
43017 | STANDARD | DUBLIN | OH | PRIMARY | 40.11 | -83.13
43734 | STANDARD | DUNCAN FALLS | OH | PRIMARY | 39.87 | -81.92
43735 | PO BOX | EAST FULTONHAM | OH | PRIMARY | 39.85 | -82.1
43738 | PO BOX | FULTONHAM | OH | PRIMARY | 39.85 | -82.14
43319 | STANDARD | EAST LIBERTY | OH | PRIMARY | 40.3 | -83.58
45320 | STANDARD | EATON | OH | PRIMARY | 39.74 | -84.63
43320 | STANDARD | EDISON | OH | PRIMARY | 40.55 | -82.86
45321 | STANDARD | ELDORADO | OH | PRIMARY | 39.9 | -84.67
45322 | STANDARD | ENGLEWOOD | OH | PRIMARY | 39.86 | -84.3
45323 | STANDARD | ENON | OH | PRIMARY | 39.86 | -83.93
43018 | PO BOX | ETNA | OH | PRIMARY | 39.95 | -82.68
45324 | STANDARD | FAIRBORN | OH | PRIMARY | 39.8 | -84.01
45118 | STANDARD | FAYETTEVILLE | OH | PRIMARY | 39.18 | -83.93
45119 | PO BOX | FEESBURG | OH | PRIMARY | 38.87 | -83.97
45120 | STANDARD | FELICITY | OH | PRIMARY | 38.83 | -84.09
45326 | STANDARD | FLETCHER | OH | PRIMARY | 40.14 | -84.11
45628 | STANDARD | FRANKFORT | OH | PRIMARY | 39.4 | -83.18
45005 | STANDARD | FRANKLIN | OH | PRIMARY | 39.55 | -84.3
45629 | STANDARD | FRANKLIN FURNACE | OH | PRIMARY | 38.6 | -82.84
43822 | STANDARD | FRAZEYSBURG | OH | PRIMARY | 40.11 | -82.11
43019 | STANDARD | FREDERICKTOWN | OH | PRIMARY | 40.47 | -82.54
43824 | STANDARD | FRESNO | OH | PRIMARY | 40.36 | -81.75
45630 | PO BOX | FRIENDSHIP | OH | PRIMARY | 38.69 | -83.11
43321 | STANDARD | FULTON | OH | PRIMARY | 40.46 | -82.82
43021 | STANDARD | GALENA | OH | PRIMARY | 40.22 | -82.88
45631 | STANDARD | GALLIPOLIS | OH | PRIMARY | 38.82 | -82.19
43119 | STANDARD | GALLOWAY | OH | PRIMARY | 39.93 | -83.19
43022 | STANDARD | GAMBIER | OH | PRIMARY | 40.37 | -82.39
45121 | STANDARD | GEORGETOWN | OH | PRIMARY | 38.86 | -83.9
45325 | STANDARD | FARMERSVILLE | OH | PRIMARY | 39.67 | -84.42
45327 | STANDARD | GERMANTOWN | OH | PRIMARY | 39.63 | -84.36
45328 | PO BOX | GETTYSBURG | OH | PRIMARY | 40.11 | -84.49
43739 | STANDARD | GLENFORD | OH | PRIMARY | 39.88 | -82.31
43760 | STANDARD | MOUNT PERRY | OH | PRIMARY | 39.87 | -82.18
45732 | STANDARD | GLOUSTER | OH | PRIMARY | 39.5 | -82.08
45122 | STANDARD | GOSHEN | OH | PRIMARY | 39.22 | -84.09
43023 | STANDARD | GRANVILLE | OH | PRIMARY | 40.07 | -82.5
43740 | PO BOX | GRATIOT | OH | PRIMARY | 39.95 | -82.21
45330 | PO BOX | GRATIS | OH | PRIMARY | 39.64 | -84.52
43322 | PO BOX | GREEN CAMP | OH | PRIMARY | 40.53 | -83.2
45123 | STANDARD | GREENFIELD | OH | PRIMARY | 39.35 | -83.38
45331 | STANDARD | GREENVILLE | OH | PRIMARY | 40.1 | -84.62
43123 | STANDARD | GROVE CITY | OH | PRIMARY | 39.87 | -83.07
43125 | STANDARD | GROVEPORT | OH | PRIMARY | 39.86 | -82.89
43195 | UNIQUE | GROVEPORT | OH | PRIMARY | 39.86 | -82.89
43199 | UNIQUE | GROVEPORT | OH | PRIMARY | 39.86 | -82.89
45735 | STANDARD | GUYSVILLE | OH | PRIMARY | 39.29 | -81.92
45634 | STANDARD | HAMDEN | OH | PRIMARY | 39.16 | -82.52
45130 | STANDARD | HAMERSVILLE | OH | PRIMARY | 38.91 | -83.98
45011 | STANDARD | HAMILTON | OH | PRIMARY | 39.39 | -84.56
45012 | PO BOX | HAMILTON | OH | PRIMARY | 39.39 | -84.56
45013 | STANDARD | HAMILTON | OH | PRIMARY | 39.39 | -84.56
45014 | STANDARD | FAIRFIELD | OH | PRIMARY | 39.33 | -84.54
45015 | STANDARD | HAMILTON | OH | PRIMARY | 39.39 | -84.56
45018 | PO BOX | FAIRFIELD | OH | PRIMARY | 39.33 | -84.54
45025 | UNIQUE | HAMILTON | OH | PRIMARY | 39.39 | -84.56
45026 | UNIQUE | HAMILTON | OH | PRIMARY | 39.39 | -84.56
43323 | STANDARD | HARPSTER | OH | PRIMARY | 40.73 | -83.25
43126 | PO BOX | HARRISBURG | OH | PRIMARY | 39.81 | -83.17
45030 | STANDARD | HARRISON | OH | PRIMARY | 39.24 | -84.79
45032 | PO BOX | HARVEYSBURG | OH | PRIMARY | 39.5 | -84
45636 | PO BOX | HAVERHILL | OH | PRIMARY | 38.58 | -82.8
43127 | PO BOX | HAYDENVILLE | OH | PRIMARY | 39.49 | -82.29
43025 | STANDARD | HEBRON | OH | PRIMARY | 39.96 | -82.49
45131 | PO BOX | HIGGINSPORT | OH | PRIMARY | 38.79 | -83.96
45132 | PO BOX | HIGHLAND | OH | PRIMARY | 39.34 | -83.59
43026 | STANDARD | HILLIARD | OH | PRIMARY | 40.03 | -83.14
45133 | STANDARD | HILLSBORO | OH | PRIMARY | 39.2 | -83.61
45332 | STANDARD | HOLLANSBURG | OH | PRIMARY | 39.99 | -84.79
43027 | PO BOX | HOMER | OH | PRIMARY | 40.22 | -82.51
43746 | STANDARD | HOPEWELL | OH | PRIMARY | 39.96 | -82.17
45333 | STANDARD | HOUSTON | OH | PRIMARY | 40.24 | -84.35
43028 | STANDARD | HOWARD | OH | PRIMARY | 40.38 | -82.27
43324 | STANDARD | HUNTSVILLE | OH | PRIMARY | 40.44 | -83.8
43325 | PO BOX | IBERIA | OH | PRIMARY | 40.67 | -82.84
45638 | STANDARD | IRONTON | OH | PRIMARY | 38.53 | -82.67
43029 | STANDARD | IRWIN | OH | PRIMARY | 40.12 | -83.45
45640 | STANDARD | JACKSON | OH | PRIMARY | 39.04 | -82.62
45334 | STANDARD | JACKSON CENTER | OH | PRIMARY | 40.43 | -84.03
43030 | PO BOX | JACKSONTOWN | OH | PRIMARY | 39.92 | -82.39
45740 | PO BOX | JACKSONVILLE | OH | PRIMARY | 39.47 | -82.08
45335 | STANDARD | JAMESTOWN | OH | PRIMARY | 39.65 | -83.74
45642 | PO BOX | JASPER | OH | PRIMARY | 39.03 | -83.05
43128 | STANDARD | JEFFERSONVILLE | OH | PRIMARY | 39.65 | -83.55
43747 | STANDARD | JERUSALEM | OH | PRIMARY | 39.85 | -81.09
43757 | PO BOX | MALAGA | OH | PRIMARY | 39.85 | -81.15
43031 | STANDARD | JOHNSTOWN | OH | PRIMARY | 40.15 | -82.68
43748 | STANDARD | JUNCTION CITY | OH | PRIMARY | 39.72 | -82.3
43326 | STANDARD | KENTON | OH | PRIMARY | 40.64 | -83.61
45643 | PO BOX | KERR | OH | PRIMARY | 38.87 | -82.25
45336 | PO BOX | KETTLERSVILLE | OH | PRIMARY | 40.43 | -84.26
43032 | PO BOX | KILBOURNE | OH | PRIMARY | 40.3 | -83.05
43749 | STANDARD | KIMBOLTON | OH | PRIMARY | 40.15 | -81.57
45034 | STANDARD | KINGS MILLS | OH | PRIMARY | 39.34 | -84.3
45633 | PO BOX | HALLSVILLE | OH | PRIMARY | 39.44 | -82.84
45644 | STANDARD | KINGSTON | OH | PRIMARY | 39.47 | -82.91
43033 | PO BOX | KIRKERSVILLE | OH | PRIMARY | 39.95 | -82.59
45645 | STANDARD | KITTS HILL | OH | PRIMARY | 38.57 | -82.53
43331 | STANDARD | LAKEVIEW | OH | PRIMARY | 40.48 | -83.92
43130 | STANDARD | LANCASTER | OH | PRIMARY | 39.72 | -82.59
45741 | STANDARD | LANGSVILLE | OH | PRIMARY | 39.05 | -82.23
43332 | STANDARD | LA RUE | OH | PRIMARY | 40.57 | -83.38
45646 | STANDARD | LATHAM | OH | PRIMARY | 39.07 | -83.32
45337 | STANDARD | LAURA | OH | PRIMARY | 39.99 | -84.4
43135 | STANDARD | LAURELVILLE | OH | PRIMARY | 39.47 | -82.73
43152 | STANDARD | SOUTH BLOOMINGVILLE | OH | PRIMARY | 39.41 | -82.59
43156 | PO BOX | TARLTON | OH | PRIMARY | 39.55 | -82.77
45036 | STANDARD | LEBANON | OH | PRIMARY | 39.42 | -84.21
45135 | STANDARD | LEESBURG | OH | PRIMARY | 39.34 | -83.55
45138 | PO BOX | LEES CREEK | OH | PRIMARY | 39.41 | -83.63
45338 | STANDARD | LEWISBURG | OH | PRIMARY | 39.84 | -84.54
43035 | STANDARD | LEWIS CENTER | OH | PRIMARY | 40.18 | -82.99
43333 | STANDARD | LEWISTOWN | OH | PRIMARY | 40.43 | -83.93
43754 | STANDARD | LEWISVILLE | OH | PRIMARY | 39.76 | -81.21
43786 | PO BOX | STAFFORD | OH | PRIMARY | 39.71 | -81.27
43136 | STANDARD | LITHOPOLIS | OH | PRIMARY | 39.8 | -82.81
45742 | STANDARD | LITTLE HOCKING | OH | PRIMARY | 39.29 | -81.73
43137 | STANDARD | LOCKBOURNE | OH | PRIMARY | 39.8 | -82.97
43194 | UNIQUE | LOCKBOURNE | OH | PRIMARY | 39.8 | -82.96
43138 | STANDARD | LOGAN | OH | PRIMARY | 39.53 | -82.4
43140 | STANDARD | LONDON | OH | PRIMARY | 39.88 | -83.44
45647 | STANDARD | LONDONDERRY | OH | PRIMARY | 39.27 | -82.75
45743 | STANDARD | LONG BOTTOM | OH | PRIMARY | 39.08 | -81.87
43755 | STANDARD | LORE CITY | OH | PRIMARY | 39.98 | -81.45
45111 | STANDARD | CAMP DENNISON | OH | PRIMARY | 39.19 | -84.28
45140 | STANDARD | LOVELAND | OH | PRIMARY | 39.26 | -84.27
45744 | STANDARD | LOWELL | OH | PRIMARY | 39.52 | -81.5
45745 | STANDARD | LOWER SALEM | OH | PRIMARY | 39.56 | -81.39
45648 | STANDARD | LUCASVILLE | OH | PRIMARY | 38.87 | -82.99
45699 | UNIQUE | LUCASVILLE | OH | PRIMARY | 38.87 | -82.99
45339 | STANDARD | LUDLOW FALLS | OH | PRIMARY | 39.99 | -84.33
45142 | STANDARD | LYNCHBURG | OH | PRIMARY | 39.24 | -83.78
45650 | STANDARD | LYNX | OH | PRIMARY | 38.74 | -83.36
45651 | STANDARD | MC ARTHUR | OH | PRIMARY | 39.24 | -82.47
43756 | STANDARD | MCCONNELSVILLE | OH | PRIMARY | 39.65 | -81.84
45652 | STANDARD | MC DERMOTT | OH | PRIMARY | 38.83 | -83.07
45746 | STANDARD | MACKSBURG | OH | PRIMARY | 39.63 | -81.45
43036 | PO BOX | MAGNETIC SPRINGS | OH | PRIMARY | 40.35 | -83.26
45039 | STANDARD | MAINEVILLE | OH | PRIMARY | 39.31 | -84.22
43758 | STANDARD | MALTA | OH | PRIMARY | 39.65 | -81.86
45144 | STANDARD | MANCHESTER | OH | PRIMARY | 38.69 | -83.6
45340 | STANDARD | MAPLEWOOD | OH | PRIMARY | 40.35 | -84.06
45145 | PO BOX | MARATHON | OH | PRIMARY | 39.13 | -84.05
43334 | STANDARD | MARENGO | OH | PRIMARY | 40.4 | -82.81
45750 | STANDARD | MARIETTA | OH | PRIMARY | 39.42 | -81.44
43301 | PO BOX | MARION | OH | PRIMARY | 40.58 | -83.12
43302 | STANDARD | MARION | OH | PRIMARY | 40.58 | -83.12
43306 | PO BOX | MARION | OH | PRIMARY | 40.58 | -83.12
43037 | STANDARD | MARTINSBURG | OH | PRIMARY | 40.26 | -82.35
45146 | STANDARD | MARTINSVILLE | OH | PRIMARY | 39.32 | -83.81
45148 | STANDARD | MIDLAND | OH | PRIMARY | 39.3 | -83.91
43040 | STANDARD | MARYSVILLE | OH | PRIMARY | 40.23 | -83.37
43041 | UNIQUE | MARYSVILLE | OH | PRIMARY | 40.23 | -83.37
45040 | STANDARD | MASON | OH | PRIMARY | 39.36 | -84.3
43044 | STANDARD | MECHANICSBURG | OH | PRIMARY | 40.07 | -83.55
45341 | STANDARD | MEDWAY | OH | PRIMARY | 39.87 | -84.02
45342 | STANDARD | MIAMISBURG | OH | PRIMARY | 39.63 | -84.27
45343 | PO BOX | MIAMISBURG | OH | PRIMARY | 39.63 | -84.27
45041 | PO BOX | MIAMITOWN | OH | PRIMARY | 39.2 | -84.58
45147 | PO BOX | MIAMIVILLE | OH | PRIMARY | 39.19 | -84.24
43336 | PO BOX | MIDDLEBURG | OH | PRIMARY | 40.27 | -83.58
45760 | STANDARD | MIDDLEPORT | OH | PRIMARY | 38.99 | -82.05
45042 | STANDARD | MIDDLETOWN | OH | PRIMARY | 39.5 | -84.37
45043 | UNIQUE | MIDDLETOWN | OH | PRIMARY | 39.5 | -84.37
45044 | STANDARD | MIDDLETOWN | OH | PRIMARY | 39.5 | -84.37
45150 | STANDARD | MILFORD | OH | PRIMARY | 39.17 | -84.28
43045 | STANDARD | MILFORD CENTER | OH | PRIMARY | 40.17 | -83.43
43142 | PO BOX | MILLEDGEVILLE | OH | PRIMARY | 39.59 | -83.58
43046 | STANDARD | MILLERSPORT | OH | PRIMARY | 39.89 | -82.54
45761 | STANDARD | MILLFIELD | OH | PRIMARY | 39.41 | -82.11
45653 | STANDARD | MINFORD | OH | PRIMARY | 38.88 | -82.83
45050 | STANDARD | MONROE | OH | PRIMARY | 39.44 | -84.34
43337 | STANDARD | MORRAL | OH | PRIMARY | 40.68 | -83.21
43759 | PO BOX | MORRISTOWN | OH | PRIMARY | 40.06 | -81.07
45152 | STANDARD | MORROW | OH | PRIMARY | 39.34 | -84.12
45153 | STANDARD | MOSCOW | OH | PRIMARY | 38.86 | -84.22
43338 | STANDARD | MOUNT GILEAD | OH | PRIMARY | 40.55 | -82.83
43048 | PO BOX | MOUNT LIBERTY | OH | PRIMARY | 40.35 | -82.62
45154 | STANDARD | MOUNT ORAB | OH | PRIMARY | 39.02 | -83.92
43143 | STANDARD | MOUNT STERLING | OH | PRIMARY | 39.71 | -83.26
43050 | STANDARD | MOUNT VERNON | OH | PRIMARY | 40.39 | -82.47
43340 | STANDARD | MOUNT VICTORY | OH | PRIMARY | 40.53 | -83.52
45155 | PO BOX | MOWRYSTOWN | OH | PRIMARY | 39.03 | -83.75
43761 | PO BOX | MOXAHALA | OH | PRIMARY | 39.65 | -82.12
43144 | PO BOX | MURRAY CITY | OH | PRIMARY | 39.51 | -82.16
43830 | STANDARD | NASHPORT | OH | PRIMARY | 40.04 | -82.12
45717 | PO BOX | CARBONDALE | OH | PRIMARY | 39.37 | -82.27
45764 | STANDARD | NELSONVILLE | OH | PRIMARY | 39.45 | -82.22
45156 | PO BOX | NEVILLE | OH | PRIMARY | 38.81 | -84.21
43054 | STANDARD | NEW ALBANY | OH | PRIMARY | 40.07 | -82.8
43055 | STANDARD | NEWARK | OH | PRIMARY | 40.06 | -82.42
43056 | STANDARD | HEATH | OH | PRIMARY | 40.02 | -82.43
43058 | PO BOX | NEWARK | OH | PRIMARY | 40.06 | -82.42
43093 | UNIQUE | NEWARK | OH | PRIMARY | 40.06 | -82.42
43341 | STANDARD | NEW BLOOMINGTON | OH | PRIMARY | 40.58 | -83.31
45344 | STANDARD | NEW CARLISLE | OH | PRIMARY | 39.94 | -84.02
43832 | STANDARD | NEWCOMERSTOWN | OH | PRIMARY | 40.27 | -81.59
43762 | STANDARD | NEW CONCORD | OH | PRIMARY | 39.99 | -81.73
43145 | STANDARD | NEW HOLLAND | OH | PRIMARY | 39.55 | -83.25
45345 | STANDARD | NEW LEBANON | OH | PRIMARY | 39.74 | -84.4
43764 | STANDARD | NEW LEXINGTON | OH | PRIMARY | 39.71 | -82.2
45346 | STANDARD | NEW MADISON | OH | PRIMARY | 39.96 | -84.7
45766 | STANDARD | NEW MARSHFIELD | OH | PRIMARY | 39.33 | -82.23
45734 | STANDARD | GRAYSVILLE | OH | PRIMARY | 39.66 | -81.17
45767 | STANDARD | NEW MATAMORAS | OH | PRIMARY | 39.53 | -81.12
45789 | STANDARD | WINGETT RUN | OH | PRIMARY | 39.54 | -81.28
45347 | STANDARD | NEW PARIS | OH | PRIMARY | 39.85 | -84.79
45622 | STANDARD | CREOLA | OH | PRIMARY | 39.35 | -82.5
45654 | STANDARD | NEW PLYMOUTH | OH | PRIMARY | 39.37 | -82.39
45768 | STANDARD | NEWPORT | OH | PRIMARY | 39.4 | -81.26
45157 | STANDARD | NEW RICHMOND | OH | PRIMARY | 38.96 | -84.27
43766 | STANDARD | NEW STRAITSVILLE | OH | PRIMARY | 39.57 | -82.23
45158 | PO BOX | NEWTONSVILLE | OH | PRIMARY | 39.18 | -84.08
45159 | STANDARD | NEW VIENNA | OH | PRIMARY | 39.32 | -83.69
45051 | STANDARD | MOUNT SAINT JOSEPH | OH | PRIMARY | 39.11 | -84.61
45052 | STANDARD | NORTH BEND | OH | PRIMARY | 39.14 | -84.74
45349 | PO BOX | NORTH HAMPTON | OH | PRIMARY | 39.99 | -83.94
43047 | PO BOX | MINGO | OH | PRIMARY | 40.18 | -83.63
43060 | STANDARD | NORTH LEWISBURG | OH | PRIMARY | 40.22 | -83.55
45350 | PO BOX | NORTH STAR | OH | PRIMARY | 40.32 | -84.56
43767 | STANDARD | NORWICH | OH | PRIMARY | 39.98 | -81.79
45656 | STANDARD | OAK HILL | OH | PRIMARY | 38.89 | -82.56
45053 | STANDARD | OKEANA | OH | PRIMARY | 39.36 | -84.78
43768 | PO BOX | OLD WASHINGTON | OH | PRIMARY | 40.03 | -81.44
45054 | STANDARD | OREGONIA | OH | PRIMARY | 39.41 | -84.04
43146 | STANDARD | ORIENT | OH | PRIMARY | 39.8 | -83.15
45351 | PO BOX | OSGOOD | OH | PRIMARY | 40.34 | -84.49
43061 | STANDARD | OSTRANDER | OH | PRIMARY | 40.26 | -83.21
45657 | STANDARD | OTWAY | OH | PRIMARY | 38.86 | -83.18
45055 | PO BOX | OVERPECK | OH | PRIMARY | 39.41 | -84.46
45160 | STANDARD | OWENSVILLE | OH | PRIMARY | 39.12 | -84.13
45056 | STANDARD | OXFORD | OH | PRIMARY | 39.5 | -84.74
45352 | PO BOX | PALESTINE | OH | PRIMARY | 40.05 | -84.74
43062 | STANDARD | PATASKALA | OH | PRIMARY | 40 | -82.67
45658 | STANDARD | PATRIOT | OH | PRIMARY | 38.77 | -82.43
45659 | STANDARD | PEDRO | OH | PRIMARY | 38.66 | -82.63
45660 | STANDARD | PEEBLES | OH | PRIMARY | 38.94 | -83.4
45353 | PO BOX | PEMBERTON | OH | PRIMARY | 40.27 | -84.05
45354 | PO BOX | PHILLIPSBURG | OH | PRIMARY | 39.9 | -84.4
43771 | STANDARD | PHILO | OH | PRIMARY | 39.86 | -81.9
43147 | STANDARD | PICKERINGTON | OH | PRIMARY | 39.89 | -82.76
45661 | STANDARD | PIKETON | OH | PRIMARY | 39.06 | -82.99
45687 | PO BOX | WAKEFIELD | OH | PRIMARY | 38.96 | -83.02
45356 | STANDARD | PIQUA | OH | PRIMARY | 40.14 | -84.25
45358 | PO BOX | PITSBURG | OH | PRIMARY | 39.98 | -84.48
43064 | STANDARD | PLAIN CITY | OH | PRIMARY | 40.1 | -83.27
43772 | STANDARD | PLEASANT CITY | OH | PRIMARY | 39.9 | -81.54
45359 | STANDARD | PLEASANT HILL | OH | PRIMARY | 40.05 | -84.34
45162 | STANDARD | PLEASANT PLAIN | OH | PRIMARY | 39.27 | -84.1
43148 | STANDARD | PLEASANTVILLE | OH | PRIMARY | 39.8 | -82.52
45769 | STANDARD | POMEROY | OH | PRIMARY | 39.02 | -82.03
45360 | PO BOX | PORT JEFFERSON | OH | PRIMARY | 40.33 | -84.09
45770 | STANDARD | PORTLAND | OH | PRIMARY | 38.99 | -81.81
45662 | STANDARD | PORTSMOUTH | OH | PRIMARY | 38.75 | -82.95
45663 | STANDARD | WEST PORTSMOUTH | OH | PRIMARY | 38.76 | -83.03
43837 | STANDARD | PORT WASHINGTON | OH | PRIMARY | 40.32 | -81.51
45164 | PO BOX | PORT WILLIAM | OH | PRIMARY | 39.55 | -83.78
45361 | PO BOX | POTSDAM | OH | PRIMARY | 39.96 | -84.41
43065 | STANDARD | POWELL | OH | PRIMARY | 40.16 | -83.06
45669 | STANDARD | PROCTORVILLE | OH | PRIMARY | 38.43 | -82.38
43342 | STANDARD | PROSPECT | OH | PRIMARY | 40.45 | -83.18
43736 | PO BOX | FAIRVIEW | OH | PRIMARY | 40.05 | -81.23
43773 | STANDARD | QUAKER CITY | OH | PRIMARY | 39.96 | -81.29
43778 | STANDARD | SALESVILLE | OH | PRIMARY | 39.97 | -81.33
43343 | STANDARD | QUINCY | OH | PRIMARY | 40.29 | -83.96
45771 | STANDARD | RACINE | OH | PRIMARY | 38.96 | -81.91
43066 | STANDARD | RADNOR | OH | PRIMARY | 40.39 | -83.18
45671 | STANDARD | RARDEN | OH | PRIMARY | 38.92 | -83.24
45672 | STANDARD | RAY | OH | PRIMARY | 39.2 | -82.68
43007 | PO BOX | BROADWAY | OH | PRIMARY | 40.33 | -83.38
43067 | STANDARD | RAYMOND | OH | PRIMARY | 40.24 | -83.36
45772 | STANDARD | REEDSVILLE | OH | PRIMARY | 39.14 | -81.78
45166 | PO BOX | REESVILLE | OH | PRIMARY | 39.48 | -83.67
45773 | STANDARD | RENO | OH | PRIMARY | 39.39 | -81.35
43068 | STANDARD | REYNOLDSBURG | OH | PRIMARY | 39.95 | -82.79
43069 | UNIQUE | REYNOLDSBURG | OH | PRIMARY | 39.95 | -82.81
45673 | STANDARD | RICHMOND DALE | OH | PRIMARY | 39.2 | -82.81
43344 | STANDARD | RICHWOOD | OH | PRIMARY | 40.42 | -83.29
43345 | STANDARD | RIDGEWAY | OH | PRIMARY | 40.51 | -83.56
45674 | PO BOX | RIO GRANDE | OH | PRIMARY | 38.88 | -82.37
45167 | STANDARD | RIPLEY | OH | PRIMARY | 38.73 | -83.84
43149 | STANDARD | ROCKBRIDGE | OH | PRIMARY | 39.53 | -82.57
45675 | PO BOX | ROCK CAMP | OH | PRIMARY | 38.52 | -82.56
43777 | STANDARD | ROSEVILLE | OH | PRIMARY | 39.8 | -82.07
43070 | PO BOX | ROSEWOOD | OH | PRIMARY | 40.23 | -83.96
45061 | PO BOX | ROSS | OH | PRIMARY | 39.31 | -84.65
45348 | STANDARD | NEW WESTON | OH | PRIMARY | 40.33 | -84.64
45362 | STANDARD | ROSSBURG | OH | PRIMARY | 40.27 | -84.63
43346 | PO BOX | ROUNDHEAD | OH | PRIMARY | 40.58 | -83.84
43347 | STANDARD | RUSHSYLVANIA | OH | PRIMARY | 40.46 | -83.67
43150 | STANDARD | RUSHVILLE | OH | PRIMARY | 39.76 | -82.43
43348 | STANDARD | RUSSELLS POINT | OH | PRIMARY | 40.46 | -83.89
45168 | STANDARD | RUSSELLVILLE | OH | PRIMARY | 38.86 | -83.78
45363 | STANDARD | RUSSIA | OH | PRIMARY | 40.23 | -84.41
45775 | STANDARD | RUTLAND | OH | PRIMARY | 39.04 | -82.12
45169 | STANDARD | SABINA | OH | PRIMARY | 39.49 | -83.63
43071 | STANDARD | SAINT LOUISVILLE | OH | PRIMARY | 40.17 | -82.41
43072 | STANDARD | SAINT PARIS | OH | PRIMARY | 40.12 | -83.95
43779 | STANDARD | SARAHSVILLE | OH | PRIMARY | 39.8 | -81.46
45171 | STANDARD | SARDINIA | OH | PRIMARY | 39 | -83.8
45677 | PO BOX | SCIOTO FURNACE | OH | PRIMARY | 38.79 | -82.76
45678 | STANDARD | SCOTTOWN | OH | PRIMARY | 38.61 | -82.39
45679 | STANDARD | SEAMAN | OH | PRIMARY | 38.93 | -83.57
43151 | PO BOX | SEDALIA | OH | PRIMARY | 39.73 | -83.31
43780 | STANDARD | SENECAVILLE | OH | PRIMARY | 39.93 | -81.45
45062 | PO BOX | SEVEN MILE | OH | PRIMARY | 39.47 | -84.55
45063 | PO BOX | SHANDON | OH | PRIMARY | 39.34 | -84.76
43349 | PO BOX | SHAUCK | OH | PRIMARY | 40.59 | -82.65
43782 | STANDARD | SHAWNEE | OH | PRIMARY | 39.61 | -82.2
45365 | STANDARD | SIDNEY | OH | PRIMARY | 40.28 | -84.16
45367 | UNIQUE | SIDNEY | OH | PRIMARY | 40.28 | -84.16
45172 | PO BOX | SINKING SPRING | OH | PRIMARY | 39.07 | -83.38
43783 | STANDARD | SOMERSET | OH | PRIMARY | 39.8 | -82.3
45064 | STANDARD | SOMERVILLE | OH | PRIMARY | 39.56 | -84.63
45368 | STANDARD | SOUTH CHARLESTON | OH | PRIMARY | 39.82 | -83.64
45065 | STANDARD | SOUTH LEBANON | OH | PRIMARY | 39.37 | -84.21
45680 | STANDARD | SOUTH POINT | OH | PRIMARY | 38.41 | -82.57
45681 | STANDARD | SOUTH SALEM | OH | PRIMARY | 39.33 | -83.3
43153 | STANDARD | SOUTH SOLON | OH | PRIMARY | 39.73 | -83.61
45369 | STANDARD | SOUTH VIENNA | OH | PRIMARY | 39.92 | -83.61
45682 | STANDARD | SOUTH WEBSTER | OH | PRIMARY | 38.81 | -82.72
43350 | PO BOX | SPARTA | OH | PRIMARY | 40.39 | -82.69
45066 | STANDARD | SPRINGBORO | OH | PRIMARY | 39.56 | -84.23
45501 | PO BOX | SPRINGFIELD | OH | PRIMARY | 39.92 | -83.79
45502 | STANDARD | SPRINGFIELD | OH | PRIMARY | 39.92 | -83.79
45503 | STANDARD | SPRINGFIELD | OH | PRIMARY | 39.92 | -83.79
45504 | STANDARD | SPRINGFIELD | OH | PRIMARY | 39.92 | -83.79
45505 | STANDARD | SPRINGFIELD | OH | PRIMARY | 39.92 | -83.79
45506 | STANDARD | SPRINGFIELD | OH | PRIMARY | 39.92 | -83.79
45370 | STANDARD | SPRING VALLEY | OH | PRIMARY | 39.61 | -84
45778 | STANDARD | STEWART | OH | PRIMARY | 39.32 | -81.89
43787 | STANDARD | STOCKPORT | OH | PRIMARY | 39.54 | -81.79
43803 | PO BOX | BAKERSVILLE | OH | PRIMARY | 40.35 | -81.63
43840 | STANDARD | STONE CREEK | OH | PRIMARY | 40.39 | -81.55
45684 | STANDARD | STOUT | OH | PRIMARY | 38.67 | -83.21
43154 | STANDARD | STOUTSVILLE | OH | PRIMARY | 39.6 | -82.82
43155 | STANDARD | SUGAR GROVE | OH | PRIMARY | 39.62 | -82.54
43788 | STANDARD | SUMMERFIELD | OH | PRIMARY | 39.79 | -81.33
43073 | PO BOX | SUMMIT STATION | OH | PRIMARY | 40 | -82.75
43074 | STANDARD | SUNBURY | OH | PRIMARY | 40.24 | -82.86
45779 | PO BOX | SYRACUSE | OH | PRIMARY | 38.99 | -81.97
45174 | STANDARD | TERRACE PARK | OH | PRIMARY | 39.15 | -84.31
45780 | STANDARD | THE PLAINS | OH | PRIMARY | 39.36 | -82.13
43076 | STANDARD | THORNVILLE | OH | PRIMARY | 39.89 | -82.41
45685 | STANDARD | THURMAN | OH | PRIMARY | 38.92 | -82.43
43157 | PO BOX | THURSTON | OH | PRIMARY | 39.84 | -82.54
45371 | STANDARD | TIPP CITY | OH | PRIMARY | 39.96 | -84.18
45372 | PO BOX | TREMONT CITY | OH | PRIMARY | 40.01 | -83.83
45067 | STANDARD | TRENTON | OH | PRIMARY | 39.47 | -84.46
45782 | PO BOX | TRIMBLE | OH | PRIMARY | 39.48 | -82.07
43842 | PO BOX | TRINWAY | OH | PRIMARY | 40.15 | -82.01
45373 | STANDARD | TROY | OH | PRIMARY | 40.04 | -84.21
45374 | UNIQUE | TROY | OH | PRIMARY | 40.04 | -84.21
45783 | PO BOX | TUPPERS PLAINS | OH | PRIMARY | 39.17 | -81.83
43158 | PO BOX | UNION FURNACE | OH | PRIMARY | 39.43 | -82.34
43077 | PO BOX | UNIONVILLE CENTER | OH | PRIMARY | 40.13 | -83.34
43351 | STANDARD | UPPER SANDUSKY | OH | PRIMARY | 40.83 | -83.28
43078 | STANDARD | URBANA | OH | PRIMARY | 40.1 | -83.75
43080 | STANDARD | UTICA | OH | PRIMARY | 40.23 | -82.44
45377 | STANDARD | VANDALIA | OH | PRIMARY | 39.87 | -84.19
45378 | PO BOX | VERONA | OH | PRIMARY | 39.9 | -84.48
45380 | STANDARD | VERSAILLES | OH | PRIMARY | 40.22 | -84.48
45784 | STANDARD | VINCENT | OH | PRIMARY | 39.33 | -81.67
45686 | STANDARD | VINTON | OH | PRIMARY | 38.97 | -82.34
43356 | STANDARD | WALDO | OH | PRIMARY | 40.46 | -83.08
43843 | STANDARD | WALHONDING | OH | PRIMARY | 40.35 | -82.14
43805 | PO BOX | BLISSFIELD | OH | PRIMARY | 40.28 | -81.89
43844 | STANDARD | WARSAW | OH | PRIMARY | 40.33 | -82
43160 | STANDARD | WASHINGTON COURT HOUSE | OH | PRIMARY | 39.53 | -83.43
45786 | STANDARD | WATERFORD | OH | PRIMARY | 39.51 | -81.66
45787 | PO BOX | WATERTOWN | OH | PRIMARY | 39.47 | -81.6
45688 | STANDARD | WATERLOO | OH | PRIMARY | 38.73 | -82.53
45690 | STANDARD | WAVERLY | OH | PRIMARY | 39.12 | -82.98
45068 | STANDARD | WAYNESVILLE | OH | PRIMARY | 39.53 | -84.08
45692 | STANDARD | WELLSTON | OH | PRIMARY | 39.11 | -82.53
45381 | STANDARD | WEST ALEXANDRIA | OH | PRIMARY | 39.74 | -84.53
45069 | STANDARD | WEST CHESTER | OH | PRIMARY | 39.33 | -84.4
45071 | PO BOX | WEST CHESTER | OH | PRIMARY | 39.33 | -84.4
45070 | PO BOX | WEST ELKTON | OH | PRIMARY | 39.58 | -84.55
43081 | STANDARD | WESTERVILLE | OH | PRIMARY | 40.12 | -82.91
43082 | STANDARD | WESTERVILLE | OH | PRIMARY | 40.12 | -82.91
43086 | PO BOX | WESTERVILLE | OH | PRIMARY | 40.12 | -82.91
43162 | STANDARD | WEST JEFFERSON | OH | PRIMARY | 39.94 | -83.3
43845 | STANDARD | WEST LAFAYETTE | OH | PRIMARY | 40.27 | -81.75
43357 | STANDARD | WEST LIBERTY | OH | PRIMARY | 40.25 | -83.75
45382 | STANDARD | WEST MANCHESTER | OH | PRIMARY | 39.9 | -84.62
43358 | STANDARD | WEST MANSFIELD | OH | PRIMARY | 40.39 | -83.54
45383 | STANDARD | WEST MILTON | OH | PRIMARY | 39.95 | -84.32
45693 | STANDARD | WEST UNION | OH | PRIMARY | 38.79 | -83.54
43083 | PO BOX | WESTVILLE | OH | PRIMARY | 40.08 | -83.86
43330 | PO BOX | KIRBY | OH | PRIMARY | 40.81 | -83.41
43359 | STANDARD | WHARTON | OH | PRIMARY | 40.86 | -83.46
45694 | STANDARD | WHEELERSBURG | OH | PRIMARY | 38.73 | -82.84
45788 | STANDARD | WHIPPLE | OH | PRIMARY | 39.48 | -81.35
43791 | PO BOX | WHITE COTTAGE | OH | PRIMARY | 39.87 | -82.06
45384 | PO BOX | WILBERFORCE | OH | PRIMARY | 39.71 | -83.88
45695 | STANDARD | WILKESVILLE | OH | PRIMARY | 39.07 | -82.32
45176 | STANDARD | WILLIAMSBURG | OH | PRIMARY | 39.05 | -84.05
43164 | STANDARD | WILLIAMSPORT | OH | PRIMARY | 39.58 | -83.11
45696 | STANDARD | WILLOW WOOD | OH | PRIMARY | 38.59 | -82.45
45177 | STANDARD | WILMINGTON | OH | PRIMARY | 39.44 | -83.83
45697 | STANDARD | WINCHESTER | OH | PRIMARY | 38.94 | -83.65
43752 | PO BOX | LAINGS | OH | PRIMARY | 39.71 | -80.99
43793 | STANDARD | WOODSFIELD | OH | PRIMARY | 39.76 | -81.11
43084 | STANDARD | WOODSTOCK | OH | PRIMARY | 40.17 | -83.52
45385 | STANDARD | XENIA | OH | PRIMARY | 39.68 | -83.94
45387 | STANDARD | YELLOW SPRINGS | OH | PRIMARY | 39.79 | -83.89
45388 | STANDARD | YORKSHIRE | OH | PRIMARY | 40.32 | -84.49
45698 | PO BOX | ZALESKI | OH | PRIMARY | 39.28 | -82.39
43360 | STANDARD | ZANESFIELD | OH | PRIMARY | 40.33 | -83.67
43701 | STANDARD | ZANESVILLE | OH | PRIMARY | 39.95 | -82.01
43702 | PO BOX | ZANESVILLE | OH | PRIMARY | 39.95 | -82.01
43721 | PO BOX | BROWNSVILLE | OH | PRIMARY | 39.92 | -82.39
61230 | STANDARD | ALBANY | IL | PRIMARY | 41.78 | -90.21
61231 | STANDARD | ALEDO | IL | PRIMARY | 41.19 | -90.74
61232 | STANDARD | ANDALUSIA | IL | PRIMARY | 41.43 | -90.72
61233 | PO BOX | ANDOVER | IL | PRIMARY | 41.29 | -90.29
61234 | STANDARD | ANNAWAN | IL | PRIMARY | 41.39 | -89.9
61258 | STANDARD | HOOPPOLE | IL | PRIMARY | 41.52 | -89.91
61235 | STANDARD | ATKINSON | IL | PRIMARY | 41.41 | -90.01
61236 | PO BOX | BARSTOW | IL | PRIMARY | 41.51 | -90.35
61237 | PO BOX | BUFFALO PRAIRIE | IL | PRIMARY | 41.33 | -90.85
61238 | STANDARD | CAMBRIDGE | IL | PRIMARY | 41.3 | -90.19
61239 | STANDARD | CARBON CLIFF | IL | PRIMARY | 41.49 | -90.39
61240 | STANDARD | COAL VALLEY | IL | PRIMARY | 41.44 | -90.44
61241 | STANDARD | COLONA | IL | PRIMARY | 41.47 | -90.34
61242 | STANDARD | CORDOVA | IL | PRIMARY | 41.67 | -90.32
61243 | STANDARD | DEER GROVE | IL | PRIMARY | 41.61 | -89.68
61244 | STANDARD | EAST MOLINE | IL | PRIMARY | 41.51 | -90.42
61250 | STANDARD | ERIE | IL | PRIMARY | 41.65 | -90.08
61251 | STANDARD | FENTON | IL | PRIMARY | 41.73 | -90.03
61252 | STANDARD | FULTON | IL | PRIMARY | 41.86 | -90.15
61254 | STANDARD | GENESEO | IL | PRIMARY | 41.44 | -90.15
61256 | STANDARD | HAMPTON | IL | PRIMARY | 41.55 | -90.4
61257 | STANDARD | HILLSDALE | IL | PRIMARY | 41.61 | -90.17
61259 | STANDARD | ILLINOIS CITY | IL | PRIMARY | 41.4 | -90.9
61260 | STANDARD | JOY | IL | PRIMARY | 41.19 | -90.87
61261 | STANDARD | LYNDON | IL | PRIMARY | 41.71 | -89.92
61262 | STANDARD | LYNN CENTER | IL | PRIMARY | 41.3 | -90.35
61263 | PO BOX | MATHERVILLE | IL | PRIMARY | 41.25 | -90.6
61264 | STANDARD | MILAN | IL | PRIMARY | 41.44 | -90.56
61265 | STANDARD | MOLINE | IL | PRIMARY | 41.48 | -90.48
61266 | PO BOX | MOLINE | IL | PRIMARY | 41.48 | -90.48
61270 | STANDARD | MORRISON | IL | PRIMARY | 41.8 | -89.96
61272 | STANDARD | NEW BOSTON | IL | PRIMARY | 41.16 | -91
61273 | STANDARD | ORION | IL | PRIMARY | 41.35 | -90.37
61274 | STANDARD | OSCO | IL | PRIMARY | 41.35 | -90.28
61275 | STANDARD | PORT BYRON | IL | PRIMARY | 41.62 | -90.32
61276 | PO BOX | PREEMPTION | IL | PRIMARY | 41.31 | -90.58
61277 | STANDARD | PROPHETSTOWN | IL | PRIMARY | 41.66 | -89.93
61278 | PO BOX | RAPIDS CITY | IL | PRIMARY | 41.58 | -90.34
61279 | STANDARD | REYNOLDS | IL | PRIMARY | 41.33 | -90.67
61201 | STANDARD | ROCK ISLAND | IL | PRIMARY | 41.47 | -90.58
61204 | PO BOX | ROCK ISLAND | IL | PRIMARY | 41.47 | -90.58
61299 | UNIQUE | ROCK ISLAND | IL | PRIMARY | 41.47 | -90.58
61281 | STANDARD | SHERRARD | IL | PRIMARY | 41.31 | -90.5
61282 | STANDARD | SILVIS | IL | PRIMARY | 41.5 | -90.41
61283 | STANDARD | TAMPICO | IL | PRIMARY | 41.63 | -89.78
61284 | STANDARD | TAYLOR RIDGE | IL | PRIMARY | 41.38 | -90.66
61285 | STANDARD | THOMSON | IL | PRIMARY | 41.95 | -90.1
50601 | STANDARD | ACKLEY | IA | PRIMARY | 42.55 | -93.05
50002 | STANDARD | ADAIR | IA | PRIMARY | 41.5 | -94.64
50003 | STANDARD | ADEL | IA | PRIMARY | 41.61 | -94.02
50830 | STANDARD | AFTON | IA | PRIMARY | 41.02 | -94.19
52530 | STANDARD | AGENCY | IA | PRIMARY | 40.99 | -92.3
52201 | STANDARD | AINSWORTH | IA | PRIMARY | 41.29 | -91.55
51001 | STANDARD | AKRON | IA | PRIMARY | 42.82 | -96.55
50510 | STANDARD | ALBERT CITY | IA | PRIMARY | 42.78 | -94.94
52531 | STANDARD | ALBIA | IA | PRIMARY | 41.02 | -92.8
50005 | STANDARD | ALBION | IA | PRIMARY | 42.11 | -92.98
52202 | STANDARD | ALBURNETT | IA | PRIMARY | 42.14 | -91.61
50006 | STANDARD | ALDEN | IA | PRIMARY | 42.51 | -93.37
50043 | PO BOX | BUCKEYE | IA | PRIMARY | 42.41 | -93.37
50227 | STANDARD | POPEJOY | IA | PRIMARY | 42.59 | -93.42
50420 | STANDARD | ALEXANDER | IA | PRIMARY | 42.8 | -93.47
50511 | STANDARD | ALGONA | IA | PRIMARY | 43.07 | -94.23
50007 | STANDARD | ALLEMAN | IA | PRIMARY | 41.81 | -93.61
50008 | STANDARD | ALLERTON | IA | PRIMARY | 40.7 | -93.36
50052 | STANDARD | CLIO | IA | PRIMARY | 40.63 | -93.45
50602 | STANDARD | ALLISON | IA | PRIMARY | 42.75 | -92.79
51002 | STANDARD | ALTA | IA | PRIMARY | 42.67 | -95.3
50603 | STANDARD | ALTA VISTA | IA | PRIMARY | 43.19 | -92.41
51003 | STANDARD | ALTON | IA | PRIMARY | 42.98 | -96
50009 | STANDARD | ALTOONA | IA | PRIMARY | 41.65 | -93.47
51230 | STANDARD | ALVORD | IA | PRIMARY | 43.34 | -96.3
52203 | STANDARD | AMANA | IA | PRIMARY | 41.8 | -91.86
52204 | UNIQUE | AMANA | IA | PRIMARY | 41.8 | -91.86
50010 | STANDARD | AMES | IA | PRIMARY | 42.02 | -93.62
50011 | UNIQUE | AMES | IA | PRIMARY | 42.02 | -93.62
50012 | UNIQUE | AMES | IA | PRIMARY | 42.02 | -93.62
50013 | UNIQUE | AMES | IA | PRIMARY | 42.02 | -93.62
50014 | STANDARD | AMES | IA | PRIMARY | 42.02 | -93.62
52205 | STANDARD | ANAMOSA | IA | PRIMARY | 42.1 | -91.28
52312 | STANDARD | MORLEY | IA | PRIMARY | 42 | -91.24
52701 | PO BOX | ANDOVER | IA | PRIMARY | 41.97 | -90.25
52030 | PO BOX | ANDREW | IA | PRIMARY | 42.15 | -90.59
50020 | STANDARD | ANITA | IA | PRIMARY | 41.44 | -94.76
50021 | STANDARD | ANKENY | IA | PRIMARY | 41.72 | -93.6
50023 | STANDARD | ANKENY | IA | PRIMARY | 41.71 | -93.62
51004 | STANDARD | ANTHON | IA | PRIMARY | 42.38 | -95.86
50604 | STANDARD | APLINGTON | IA | PRIMARY | 42.58 | -92.88
50608 | STANDARD | AUSTINVILLE | IA | PRIMARY | 42.59 | -92.96
50649 | STANDARD | KESLEY | IA | PRIMARY | 42.68 | -92.84
51430 | STANDARD | ARCADIA | IA | PRIMARY | 42.08 | -95.04
51231 | STANDARD | ARCHER | IA | PRIMARY | 43.11 | -95.74
50605 | STANDARD | AREDALE | IA | PRIMARY | 42.83 | -93
52619 | STANDARD | ARGYLE | IA | PRIMARY | 40.53 | -91.56
50831 | PO BOX | ARISPE | IA | PRIMARY | 40.94 | -94.21
50606 | STANDARD | ARLINGTON | IA | PRIMARY | 42.74 | -91.67
50514 | STANDARD | ARMSTRONG | IA | PRIMARY | 43.39 | -94.47
51331 | STANDARD | ARNOLDS PARK | IA | PRIMARY | 43.36 | -95.13
51431 | STANDARD | ARTHUR | IA | PRIMARY | 42.33 | -95.34
51232 | STANDARD | ASHTON | IA | PRIMARY | 43.3 | -95.79
52720 | STANDARD | ATALISSA | IA | PRIMARY | 41.57 | -91.16
52206 | STANDARD | ATKINS | IA | PRIMARY | 41.99 | -91.85
50022 | STANDARD | ATLANTIC | IA | PRIMARY | 41.39 | -95.01
51433 | STANDARD | AUBURN | IA | PRIMARY | 42.24 | -94.87
50025 | STANDARD | AUDUBON | IA | PRIMARY | 41.71 | -94.92
51005 | STANDARD | AURELIA | IA | PRIMARY | 42.71 | -95.43
50607 | STANDARD | AURORA | IA | PRIMARY | 42.61 | -91.72
50671 | STANDARD | STANLEY | IA | PRIMARY | 42.64 | -91.81
50515 | STANDARD | AYRSHIRE | IA | PRIMARY | 43.04 | -94.83
50516 | STANDARD | BADGER | IA | PRIMARY | 42.61 | -94.14
50026 | STANDARD | BAGLEY | IA | PRIMARY | 41.84 | -94.42
52207 | STANDARD | BALDWIN | IA | PRIMARY | 42.07 | -90.83
50517 | STANDARD | BANCROFT | IA | PRIMARY | 43.29 | -94.21
50027 | STANDARD | BARNES CITY | IA | PRIMARY | 41.5 | -92.46
50518 | STANDARD | BARNUM | IA | PRIMARY | 42.5 | -94.36
52533 | STANDARD | BATAVIA | IA | PRIMARY | 40.99 | -92.16
51006 | STANDARD | BATTLE CREEK | IA | PRIMARY | 42.31 | -95.59
50028 | STANDARD | BAXTER | IA | PRIMARY | 41.82 | -93.15
50029 | STANDARD | BAYARD | IA | PRIMARY | 41.85 | -94.55
52534 | STANDARD | BEACON | IA | PRIMARY | 41.27 | -92.68
50609 | STANDARD | BEAMAN | IA | PRIMARY | 42.22 | -92.82
50031 | PO BOX | BEAVER | IA | PRIMARY | 42.03 | -94.14
50833 | STANDARD | BEDFORD | IA | PRIMARY | 40.67 | -94.72
52208 | STANDARD | BELLE PLAINE | IA | PRIMARY | 41.89 | -92.27
52031 | STANDARD | BELLEVUE | IA | PRIMARY | 42.25 | -90.42
50421 | STANDARD | BELMOND | IA | PRIMARY | 42.84 | -93.6
52721 | STANDARD | BENNETT | IA | PRIMARY | 41.73 | -90.97
50835 | STANDARD | BENTON | IA | PRIMARY | 40.7 | -94.35
52032 | STANDARD | BERNARD | IA | PRIMARY | 42.31 | -90.83
50032 | PO BOX | BERWICK | IA | PRIMARY | 41.66 | -93.55
52722 | STANDARD | BETTENDORF | IA | PRIMARY | 41.56 | -90.47
50033 | STANDARD | BEVINGTON | IA | PRIMARY | 41.35 | -93.79
52535 | STANDARD | BIRMINGHAM | IA | PRIMARY | 40.87 | -91.94
50034 | STANDARD | BLAIRSBURG | IA | PRIMARY | 42.47 | -93.64
52209 | STANDARD | BLAIRSTOWN | IA | PRIMARY | 41.9 | -92.08
52257 | STANDARD | LUZERNE | IA | PRIMARY | 41.9 | -92.18
52536 | STANDARD | BLAKESBURG | IA | PRIMARY | 40.96 | -92.63
50836 | STANDARD | BLOCKTON | IA | PRIMARY | 40.61 | -94.47
52537 | STANDARD | BLOOMFIELD | IA | PRIMARY | 40.74 | -92.41
52726 | STANDARD | BLUE GRASS | IA | PRIMARY | 41.5 | -90.76
52759 | STANDARD | MONTPELIER | IA | PRIMARY | 41.46 | -90.8
50519 | STANDARD | BODE | IA | PRIMARY | 42.86 | -94.28
52620 | STANDARD | BONAPARTE | IA | PRIMARY | 40.7 | -91.8
50035 | STANDARD | BONDURANT | IA | PRIMARY | 41.68 | -93.46
50036 | STANDARD | BOONE | IA | PRIMARY | 42.05 | -93.87
50037 | PO BOX | BOONE | IA | PRIMARY | 42.05 | -93.87
50099 | STANDARD | BOONE | IA | PRIMARY | 42.05 | -93.88
50038 | STANDARD | BOONEVILLE | IA | PRIMARY | 41.53 | -93.88
50039 | STANDARD | BOUTON | IA | PRIMARY | 41.85 | -94.01
50040 | PO BOX | BOXHOLM | IA | PRIMARY | 42.17 | -94.1
51234 | STANDARD | BOYDEN | IA | PRIMARY | 43.19 | -96
50041 | PO BOX | BRADFORD | IA | PRIMARY | 42.6 | -93.2
50520 | STANDARD | BRADGATE | IA | PRIMARY | 42.8 | -94.41
52210 | STANDARD | BRANDON | IA | PRIMARY | 42.31 | -92
50042 | STANDARD | BRAYTON | IA | PRIMARY | 41.54 | -94.92
51436 | STANDARD | BREDA | IA | PRIMARY | 42.18 | -94.97
50837 | STANDARD | BRIDGEWATER | IA | PRIMARY | 41.24 | -94.66
52540 | STANDARD | BRIGHTON | IA | PRIMARY | 41.17 | -91.82
50423 | STANDARD | BRITT | IA | PRIMARY | 43.09 | -93.8
51007 | STANDARD | BRONSON | IA | PRIMARY | 42.4 | -96.21
52211 | STANDARD | BROOKLYN | IA | PRIMARY | 41.73 | -92.44
52221 | STANDARD | GUERNSEY | IA | PRIMARY | 41.64 | -92.34
52232 | STANDARD | HARTWICK | IA | PRIMARY | 41.78 | -92.34
51008 | PO BOX | BRUNSVILLE | IA | PRIMARY | 42.81 | -96.26
50612 | STANDARD | BUCKINGHAM | IA | PRIMARY | 42.25 | -92.41
52728 | PO BOX | BUFFALO | IA | PRIMARY | 41.46 | -90.71
50424 | STANDARD | BUFFALO CENTER | IA | PRIMARY | 43.38 | -93.94
52601 | STANDARD | BURLINGTON | IA | PRIMARY | 40.8 | -91.12
50521 | PO BOX | BURNSIDE | IA | PRIMARY | 42.33 | -94.11
50522 | STANDARD | BURT | IA | PRIMARY | 43.19 | -94.22
50044 | STANDARD | BUSSEY | IA | PRIMARY | 41.2 | -92.88
52729 | STANDARD | CALAMUS | IA | PRIMARY | 41.82 | -90.75
50523 | STANDARD | CALLENDER | IA | PRIMARY | 42.36 | -94.29
52132 | STANDARD | CALMAR | IA | PRIMARY | 43.17 | -91.86
51009 | PO BOX | CALUMET | IA | PRIMARY | 42.94 | -95.55
52730 | STANDARD | CAMANCHE | IA | PRIMARY | 41.79 | -90.27
50046 | STANDARD | CAMBRIDGE | IA | PRIMARY | 41.89 | -93.53
52542 | STANDARD | CANTRIL | IA | PRIMARY | 40.64 | -92.06
52573 | STANDARD | MOUNT STERLING | IA | PRIMARY | 40.61 | -91.93
50047 | STANDARD | CARLISLE | IA | PRIMARY | 41.51 | -93.48
51401 | STANDARD | CARROLL | IA | PRIMARY | 42.06 | -94.86
52033 | STANDARD | CASCADE | IA | PRIMARY | 42.29 | -91
50048 | STANDARD | CASEY | IA | PRIMARY | 41.5 | -94.52
52133 | STANDARD | CASTALIA | IA | PRIMARY | 43.11 | -91.67
51010 | STANDARD | CASTANA | IA | PRIMARY | 42.07 | -95.9
52543 | STANDARD | CEDAR | IA | PRIMARY | 41.2 | -92.5
50613 | STANDARD | CEDAR FALLS | IA | PRIMARY | 42.52 | -92.45
50614 | UNIQUE | CEDAR FALLS | IA | PRIMARY | 42.52 | -92.45
52328 | STANDARD | ROBINS | IA | PRIMARY | 42.07 | -91.66
52401 | STANDARD | CEDAR RAPIDS | IA | PRIMARY | 41.97 | -91.66
52402 | STANDARD | CEDAR RAPIDS | IA | PRIMARY | 41.97 | -91.66
52403 | STANDARD | CEDAR RAPIDS | IA | PRIMARY | 41.97 | -91.66
52404 | STANDARD | CEDAR RAPIDS | IA | PRIMARY | 41.97 | -91.66
52405 | STANDARD | CEDAR RAPIDS | IA | PRIMARY | 41.97 | -91.66
52406 | PO BOX | CEDAR RAPIDS | IA | PRIMARY | 41.97 | -91.66
52407 | PO BOX | CEDAR RAPIDS | IA | PRIMARY | 41.97 | -91.66
52408 | PO BOX | CEDAR RAPIDS | IA | PRIMARY | 41.97 | -91.66
52409 | PO BOX | CEDAR RAPIDS | IA | PRIMARY | 41.97 | -91.66
52410 | PO BOX | CEDAR RAPIDS | IA | PRIMARY | 41.97 | -91.66
52411 | STANDARD | CEDAR RAPIDS | IA | PRIMARY | 41.97 | -91.66
52497 | UNIQUE | CEDAR RAPIDS | IA | PRIMARY | 41.97 | -91.66
52498 | UNIQUE | CEDAR RAPIDS | IA | PRIMARY | 41.97 | -91.66
52499 | UNIQUE | CEDAR RAPIDS | IA | PRIMARY | 41.97 | -91.66
52212 | STANDARD | CENTER JUNCTION | IA | PRIMARY | 42.11 | -91.08
52213 | STANDARD | CENTER POINT | IA | PRIMARY | 42.18 | -91.77
52341 | STANDARD | TODDVILLE | IA | PRIMARY | 42.1 | -91.71
52544 | STANDARD | CENTERVILLE | IA | PRIMARY | 40.73 | -92.87
52214 | STANDARD | CENTRAL CITY | IA | PRIMARY | 42.2 | -91.52
50049 | STANDARD | CHARITON | IA | PRIMARY | 41.01 | -93.3
50616 | STANDARD | CHARLES CITY | IA | PRIMARY | 43.06 | -92.67
50620 | STANDARD | COLWELL | IA | PRIMARY | 43.15 | -92.59
52731 | STANDARD | CHARLOTTE | IA | PRIMARY | 41.96 | -90.46
51439 | STANDARD | CHARTER OAK | IA | PRIMARY | 42.06 | -95.58
52215 | STANDARD | CHELSEA | IA | PRIMARY | 41.92 | -92.39
51012 | STANDARD | CHEROKEE | IA | PRIMARY | 42.75 | -95.55
52134 | STANDARD | CHESTER | IA | PRIMARY | 43.49 | -92.36
52548 | STANDARD | CHILLICOTHE | IA | PRIMARY | 41.08 | -92.52
50050 | STANDARD | CHURDAN | IA | PRIMARY | 42.15 | -94.47
52549 | STANDARD | CINCINNATI | IA | PRIMARY | 40.63 | -92.92
50524 | STANDARD | CLARE | IA | PRIMARY | 42.58 | -94.34
52216 | STANDARD | CLARENCE | IA | PRIMARY | 41.88 | -91.05
50525 | STANDARD | CLARION | IA | PRIMARY | 42.73 | -93.73
50526 | UNIQUE | CLARION | IA | PRIMARY | 42.73 | -93.73
50619 | STANDARD | CLARKSVILLE | IA | PRIMARY | 42.78 | -92.66
50840 | STANDARD | CLEARFIELD | IA | PRIMARY | 40.8 | -94.47
50428 | STANDARD | CLEAR LAKE | IA | PRIMARY | 43.13 | -93.37
51014 | STANDARD | CLEGHORN | IA | PRIMARY | 42.81 | -95.71
50051 | STANDARD | CLEMONS | IA | PRIMARY | 42.11 | -93.15
52135 | STANDARD | CLERMONT | IA | PRIMARY | 43 | -91.65
52732 | STANDARD | CLINTON | IA | PRIMARY | 41.84 | -90.23
52733 | PO BOX | CLINTON | IA | PRIMARY | 41.84 | -90.23
52734 | UNIQUE | CLINTON | IA | PRIMARY | 41.84 | -90.18
52736 | UNIQUE | CLINTON | IA | PRIMARY | 41.84 | -90.23
52771 | STANDARD | TEEDS GROVE | IA | PRIMARY | 42.01 | -90.25
52217 | STANDARD | CLUTIER | IA | PRIMARY | 42.07 | -92.4
52218 | STANDARD | COGGON | IA | PRIMARY | 42.27 | -91.53
52035 | STANDARD | COLESBURG | IA | PRIMARY | 42.63 | -91.2
50054 | STANDARD | COLFAX | IA | PRIMARY | 41.67 | -93.24
50055 | STANDARD | COLLINS | IA | PRIMARY | 41.9 | -93.3
50056 | STANDARD | COLO | IA | PRIMARY | 42.01 | -93.31
52737 | STANDARD | COLUMBUS CITY | IA | PRIMARY | 41.25 | -91.37
52738 | STANDARD | COLUMBUS JUNCTION | IA | PRIMARY | 41.27 | -91.36
52739 | STANDARD | CONESVILLE | IA | PRIMARY | 41.38 | -91.34
50621 | STANDARD | CONRAD | IA | PRIMARY | 42.22 | -92.87
52220 | PO BOX | CONROY | IA | PRIMARY | 41.73 | -92
50058 | STANDARD | COON RAPIDS | IA | PRIMARY | 41.87 | -94.67
50839 | STANDARD | CARBON | IA | PRIMARY | 41.04 | -94.82
50841 | STANDARD | CORNING | IA | PRIMARY | 40.99 | -94.73
51016 | STANDARD | CORRECTIONVILLE | IA | PRIMARY | 42.47 | -95.78
50430 | STANDARD | CORWITH | IA | PRIMARY | 42.98 | -93.95
50060 | STANDARD | CORYDON | IA | PRIMARY | 40.75 | -93.31
50165 | STANDARD | MILLERTON | IA | PRIMARY | 40.84 | -93.3
50431 | PO BOX | COULTER | IA | PRIMARY | 42.73 | -93.37
52621 | STANDARD | CRAWFORDSVILLE | IA | PRIMARY | 41.21 | -91.53
52136 | STANDARD | CRESCO | IA | PRIMARY | 43.37 | -92.11
50801 | STANDARD | CRESTON | IA | PRIMARY | 41.05 | -94.36
50842 | STANDARD | CROMWELL | IA | PRIMARY | 41.04 | -94.46
50432 | PO BOX | CRYSTAL LAKE | IA | PRIMARY | 43.22 | -93.79
50843 | STANDARD | CUMBERLAND | IA | PRIMARY | 41.27 | -94.86
50061 | STANDARD | CUMMING | IA | PRIMARY | 41.48 | -93.76
50527 | STANDARD | CURLEW | IA | PRIMARY | 42.97 | -94.73
51018 | STANDARD | CUSHING | IA | PRIMARY | 42.46 | -95.67
50528 | STANDARD | CYLINDER | IA | PRIMARY | 43.09 | -94.55
50529 | STANDARD | DAKOTA CITY | IA | PRIMARY | 42.72 | -94.19
50063 | STANDARD | DALLAS CENTER | IA | PRIMARY | 41.68 | -93.98
50064 | STANDARD | DANA | IA | PRIMARY | 42.1 | -94.24
51019 | STANDARD | DANBURY | IA | PRIMARY | 42.23 | -95.72
52623 | STANDARD | DANVILLE | IA | PRIMARY | 40.86 | -91.31
52801 | STANDARD | DAVENPORT | IA | PRIMARY | 41.55 | -90.6
52802 | STANDARD | DAVENPORT | IA | PRIMARY | 41.55 | -90.6
52803 | STANDARD | DAVENPORT | IA | PRIMARY | 41.55 | -90.6
52804 | STANDARD | DAVENPORT | IA | PRIMARY | 41.55 | -90.6
52805 | PO BOX | DAVENPORT | IA | PRIMARY | 41.55 | -90.6
52806 | STANDARD | DAVENPORT | IA | PRIMARY | 41.55 | -90.6
52807 | STANDARD | DAVENPORT | IA | PRIMARY | 41.55 | -90.6
52808 | PO BOX | DAVENPORT | IA | PRIMARY | 41.55 | -90.6
52809 | PO BOX | DAVENPORT | IA | PRIMARY | 41.55 | -90.6
50065 | STANDARD | DAVIS CITY | IA | PRIMARY | 40.64 | -93.81
50066 | STANDARD | DAWSON | IA | PRIMARY | 41.84 | -94.21
50530 | STANDARD | DAYTON | IA | PRIMARY | 42.26 | -94.07
50067 | STANDARD | DECATUR | IA | PRIMARY | 40.76 | -93.84
52101 | STANDARD | DECORAH | IA | PRIMARY | 43.3 | -91.79
52140 | STANDARD | DORCHESTER | IA | PRIMARY | 43.46 | -91.51
52149 | PO BOX | HIGHLANDVILLE | IA | PRIMARY | 43.44 | -91.68
51440 | STANDARD | DEDHAM | IA | PRIMARY | 41.9 | -94.82
52222 | STANDARD | DEEP RIVER | IA | PRIMARY | 41.58 | -92.37
52223 | STANDARD | DELHI | IA | PRIMARY | 42.43 | -91.33
52037 | STANDARD | DELMAR | IA | PRIMARY | 41.99 | -90.6
51441 | STANDARD | DELOIT | IA | PRIMARY | 42.09 | -95.31
51442 | STANDARD | DENISON | IA | PRIMARY | 42.01 | -95.34
52624 | PO BOX | DENMARK | IA | PRIMARY | 40.75 | -91.33
50622 | STANDARD | DENVER | IA | PRIMARY | 42.67 | -92.33
50068 | STANDARD | DERBY | IA | PRIMARY | 40.92 | -93.45
50301 | PO BOX | DES MOINES | IA | PRIMARY | 41.57 | -93.61
50302 | PO BOX | DES MOINES | IA | PRIMARY | 41.57 | -93.61
50303 | PO BOX | DES MOINES | IA | PRIMARY | 41.57 | -93.61
50304 | PO BOX | DES MOINES | IA | PRIMARY | 41.57 | -93.61
50305 | PO BOX | DES MOINES | IA | PRIMARY | 41.57 | -93.61
50306 | PO BOX | DES MOINES | IA | PRIMARY | 41.57 | -93.61
50307 | STANDARD | DES MOINES | IA | PRIMARY | 41.57 | -93.61
50308 | STANDARD | DES MOINES | IA | PRIMARY | 41.57 | -93.61
50309 | STANDARD | DES MOINES | IA | PRIMARY | 41.57 | -93.61
50310 | STANDARD | DES MOINES | IA | PRIMARY | 41.57 | -93.61
50311 | STANDARD | DES MOINES | IA | PRIMARY | 41.57 | -93.61
50312 | STANDARD | DES MOINES | IA | PRIMARY | 41.57 | -93.61
50313 | STANDARD | DES MOINES | IA | PRIMARY | 41.57 | -93.61
50314 | STANDARD | DES MOINES | IA | PRIMARY | 41.57 | -93.61
50315 | STANDARD | DES MOINES | IA | PRIMARY | 41.57 | -93.61
50316 | STANDARD | DES MOINES | IA | PRIMARY | 41.57 | -93.61
50317 | STANDARD | DES MOINES | IA | PRIMARY | 41.57 | -93.61
50318 | PO BOX | DES MOINES | IA | PRIMARY | 41.57 | -93.61
50319 | STANDARD | DES MOINES | IA | PRIMARY | 41.57 | -93.61
50320 | STANDARD | DES MOINES | IA | PRIMARY | 41.57 | -93.61
50321 | STANDARD | DES MOINES | IA | PRIMARY | 41.57 | -93.61
50322 | STANDARD | URBANDALE | IA | PRIMARY | 41.63 | -93.74
50323 | STANDARD | URBANDALE | IA | PRIMARY | 41.63 | -93.74
50324 | STANDARD | WINDSOR HEIGHTS | IA | PRIMARY | 41.6 | -93.71
50325 | STANDARD | CLIVE | IA | PRIMARY | 41.6 | -93.76
50327 | STANDARD | PLEASANT HILL | IA | PRIMARY | 41.58 | -93.49
50328 | UNIQUE | DES MOINES | IA | PRIMARY | 41.57 | -93.61
50329 | UNIQUE | DES MOINES | IA | PRIMARY | 41.57 | -93.61
50330 | UNIQUE | DES MOINES | IA | PRIMARY | 41.57 | -93.61
50331 | UNIQUE | DES MOINES | IA | PRIMARY | 41.57 | -93.61
50332 | UNIQUE | DES MOINES | IA | PRIMARY | 41.57 | -93.61
50333 | PO BOX | DES MOINES | IA | PRIMARY | 41.57 | -93.61
50334 | UNIQUE | DES MOINES | IA | PRIMARY | 41.57 | -93.61
50335 | UNIQUE | DES MOINES | IA | PRIMARY | 41.57 | -93.61
50336 | UNIQUE | DES MOINES | IA | PRIMARY | 41.57 | -93.61
50339 | UNIQUE | DES MOINES | IA | PRIMARY | 41.57 | -93.61
50340 | PO BOX | DES MOINES | IA | PRIMARY | 41.57 | -93.61
50359 | UNIQUE | DES MOINES | IA | PRIMARY | 41.57 | -93.61
50360 | UNIQUE | DES MOINES | IA | PRIMARY | 41.57 | -93.61
50361 | UNIQUE | DES MOINES | IA | PRIMARY | 41.57 | -93.61
50362 | UNIQUE | DES MOINES | IA | PRIMARY | 41.57 | -93.61
50363 | UNIQUE | DES MOINES | IA | PRIMARY | 41.57 | -93.61
50364 | UNIQUE | DES MOINES | IA | PRIMARY | 41.57 | -93.61
50367 | UNIQUE | DES MOINES | IA | PRIMARY | 41.57 | -93.61
50368 | PO BOX | DES MOINES | IA | PRIMARY | 41.57 | -93.61
50369 | UNIQUE | DES MOINES | IA | PRIMARY | 41.57 | -93.61
50380 | UNIQUE | DES MOINES | IA | PRIMARY | 41.57 | -93.61
50381 | UNIQUE | DES MOINES | IA | PRIMARY | 41.57 | -93.61
50391 | UNIQUE | DES MOINES | IA | PRIMARY | 41.57 | -93.61
50392 | UNIQUE | DES MOINES | IA | PRIMARY | 41.57 | -93.61
50393 | PO BOX | DES MOINES | IA | PRIMARY | 41.57 | -93.61
50394 | PO BOX | DES MOINES | IA | PRIMARY | 41.57 | -93.61
50395 | STANDARD | DES MOINES | IA | PRIMARY | 41.57 | -93.61
50396 | UNIQUE | DES MOINES | IA | PRIMARY | 41.57 | -93.61
50398 | UNIQUE | URBANDALE | IA | PRIMARY | 41.57 | -93.75
50936 | UNIQUE | DES MOINES | IA | PRIMARY | 41.57 | -93.61
50940 | UNIQUE | DES MOINES | IA | PRIMARY | 41.57 | -93.61
50947 | UNIQUE | DES MOINES | IA | PRIMARY | 41.57 | -93.61
50950 | UNIQUE | DES MOINES | IA | PRIMARY | 41.57 | -93.61
50980 | UNIQUE | DES MOINES | IA | PRIMARY | 41.57 | -93.61
50981 | UNIQUE | DES MOINES | IA | PRIMARY | 41.57 | -93.61
50982 | UNIQUE | DES MOINES | IA | PRIMARY | 41.58 | -93.63
50983 | UNIQUE | DES MOINES | IA | PRIMARY | 41.57 | -93.66
50069 | STANDARD | DE SOTO | IA | PRIMARY | 41.53 | -94
50623 | PO BOX | DEWAR | IA | PRIMARY | 42.55 | -92.26
50265 | STANDARD | WEST DES MOINES | IA | PRIMARY | 41.57 | -93.75
50266 | STANDARD | WEST DES MOINES | IA | PRIMARY | 41.57 | -93.75
52742 | STANDARD | DE WITT | IA | PRIMARY | 41.82 | -90.54
50070 | STANDARD | DEXTER | IA | PRIMARY | 41.51 | -94.22
50845 | STANDARD | DIAGONAL | IA | PRIMARY | 40.81 | -94.34
51333 | STANDARD | DICKENS | IA | PRIMARY | 43.13 | -95.02
50624 | STANDARD | DIKE | IA | PRIMARY | 42.46 | -92.63
52745 | STANDARD | DIXON | IA | PRIMARY | 41.74 | -90.78
50531 | STANDARD | DOLLIVER | IA | PRIMARY | 43.46 | -94.61
52746 | STANDARD | DONAHUE | IA | PRIMARY | 41.69 | -90.67
52625 | STANDARD | DONNELLSON | IA | PRIMARY | 40.64 | -91.56
51235 | STANDARD | DOON | IA | PRIMARY | 43.27 | -96.23
52551 | STANDARD | DOUDS | IA | PRIMARY | 40.8 | -92.04
50071 | STANDARD | DOWS | IA | PRIMARY | 42.65 | -93.5
52552 | STANDARD | DRAKESVILLE | IA | PRIMARY | 40.79 | -92.48
52001 | STANDARD | DUBUQUE | IA | PRIMARY | 42.5 | -90.69
52002 | STANDARD | DUBUQUE | IA | PRIMARY | 42.5 | -90.69
52003 | STANDARD | DUBUQUE | IA | PRIMARY | 42.5 | -90.69
52004 | PO BOX | DUBUQUE | IA | PRIMARY | 42.5 | -90.69
52099 | UNIQUE | DUBUQUE | IA | PRIMARY | 42.5 | -90.69
50611 | STANDARD | BRISTOW | IA | PRIMARY | 42.77 | -92.9
50625 | STANDARD | DUMONT | IA | PRIMARY | 42.75 | -92.97
50532 | STANDARD | DUNCOMBE | IA | PRIMARY | 42.46 | -93.99
52038 | STANDARD | DUNDEE | IA | PRIMARY | 42.57 | -91.54
50626 | STANDARD | DUNKERTON | IA | PRIMARY | 42.56 | -92.15
52747 | STANDARD | DURANT | IA | PRIMARY | 41.6 | -90.9
52040 | STANDARD | DYERSVILLE | IA | PRIMARY | 42.48 | -91.11
52224 | STANDARD | DYSART | IA | PRIMARY | 42.17 | -92.3
50533 | STANDARD | EAGLE GROVE | IA | PRIMARY | 42.66 | -93.9
50072 | STANDARD | EARLHAM | IA | PRIMARY | 41.49 | -94.12
52041 | STANDARD | EARLVILLE | IA | PRIMARY | 42.48 | -91.26
50535 | STANDARD | EARLY | IA | PRIMARY | 42.46 | -95.15
52553 | STANDARD | EDDYVILLE | IA | PRIMARY | 41.15 | -92.62
52042 | STANDARD | EDGEWOOD | IA | PRIMARY | 42.64 | -91.4
52044 | STANDARD | ELKPORT | IA | PRIMARY | 42.74 | -91.27
52225 | STANDARD | ELBERON | IA | PRIMARY | 42 | -92.31
52554 | STANDARD | ELDON | IA | PRIMARY | 40.91 | -92.21
52588 | STANDARD | SELMA | IA | PRIMARY | 40.86 | -92.15
50627 | STANDARD | ELDORA | IA | PRIMARY | 42.36 | -93.1
52748 | STANDARD | ELDRIDGE | IA | PRIMARY | 41.63 | -90.57
52141 | STANDARD | ELGIN | IA | PRIMARY | 42.95 | -91.63
52043 | STANDARD | ELKADER | IA | PRIMARY | 42.85 | -91.4
50073 | STANDARD | ELKHART | IA | PRIMARY | 41.79 | -93.51
50074 | STANDARD | ELLSTON | IA | PRIMARY | 40.84 | -94.1
50075 | STANDARD | ELLSWORTH | IA | PRIMARY | 42.31 | -93.58
50628 | STANDARD | ELMA | IA | PRIMARY | 43.24 | -92.44
52227 | STANDARD | ELY | IA | PRIMARY | 41.87 | -91.58
50536 | STANDARD | EMMETSBURG | IA | PRIMARY | 43.11 | -94.68
52045 | STANDARD | EPWORTH | IA | PRIMARY | 42.44 | -90.93
51334 | STANDARD | ESTHERVILLE | IA | PRIMARY | 43.39 | -94.83
51338 | STANDARD | EVERLY | IA | PRIMARY | 43.16 | -95.32
50076 | STANDARD | EXIRA | IA | PRIMARY | 41.59 | -94.87
50117 | STANDARD | HAMLIN | IA | PRIMARY | 41.64 | -94.91
52555 | STANDARD | EXLINE | IA | PRIMARY | 40.64 | -92.84
50629 | STANDARD | FAIRBANK | IA | PRIMARY | 42.63 | -92.05
52228 | STANDARD | FAIRFAX | IA | PRIMARY | 41.92 | -91.78
52556 | STANDARD | FAIRFIELD | IA | PRIMARY | 41 | -91.96
52557 | UNIQUE | FAIRFIELD | IA | PRIMARY | 41 | -91.96
52046 | STANDARD | FARLEY | IA | PRIMARY | 42.44 | -91
52047 | STANDARD | FARMERSBURG | IA | PRIMARY | 42.95 | -91.36
52626 | STANDARD | FARMINGTON | IA | PRIMARY | 40.63 | -91.73
50538 | STANDARD | FARNHAMVILLE | IA | PRIMARY | 42.27 | -94.4
52142 | STANDARD | FAYETTE | IA | PRIMARY | 42.84 | -91.8
50539 | STANDARD | FENTON | IA | PRIMARY | 43.21 | -94.42
50078 | PO BOX | FERGUSON | IA | PRIMARY | 41.93 | -92.86
50434 | STANDARD | FERTILE | IA | PRIMARY | 43.26 | -93.42
52560 | STANDARD | FLORIS | IA | PRIMARY | 40.86 | -92.33
50435 | STANDARD | FLOYD | IA | PRIMARY | 43.12 | -92.73
50540 | STANDARD | FONDA | IA | PRIMARY | 42.58 | -94.84
50846 | STANDARD | FONTANELLE | IA | PRIMARY | 41.29 | -94.56
50436 | STANDARD | FOREST CITY | IA | PRIMARY | 43.25 | -93.63
52144 | STANDARD | FORT ATKINSON | IA | PRIMARY | 43.14 | -91.93
50501 | STANDARD | FORT DODGE | IA | PRIMARY | 42.5 | -94.17
50569 | STANDARD | OTHO | IA | PRIMARY | 42.42 | -94.14
52627 | STANDARD | FORT MADISON | IA | PRIMARY | 40.61 | -91.35
51340 | PO BOX | FOSTORIA | IA | PRIMARY | 43.24 | -95.15
50630 | STANDARD | FREDERICKSBURG | IA | PRIMARY | 42.96 | -92.19
50631 | PO BOX | FREDERIKA | IA | PRIMARY | 42.88 | -92.3
52561 | STANDARD | FREMONT | IA | PRIMARY | 41.21 | -92.43
52749 | STANDARD | FRUITLAND | IA | PRIMARY | 41.34 | -91.12
50101 | STANDARD | GALT | IA | PRIMARY | 42.69 | -93.6
51020 | STANDARD | GALVA | IA | PRIMARY | 42.5 | -95.41
50102 | PO BOX | GARDEN CITY | IA | PRIMARY | 42.25 | -93.4
50103 | STANDARD | GARDEN GROVE | IA | PRIMARY | 40.82 | -93.6
52049 | STANDARD | GARNAVILLO | IA | PRIMARY | 42.86 | -91.23
50438 | STANDARD | GARNER | IA | PRIMARY | 43.09 | -93.6
52229 | STANDARD | GARRISON | IA | PRIMARY | 42.14 | -92.14
50632 | STANDARD | GARWIN | IA | PRIMARY | 42.09 | -92.67
50633 | STANDARD | GENEVA | IA | PRIMARY | 42.67 | -93.13
51237 | STANDARD | GEORGE | IA | PRIMARY | 43.34 | -96
50104 | STANDARD | GIBSON | IA | PRIMARY | 41.48 | -92.39
50105 | STANDARD | GILBERT | IA | PRIMARY | 42.1 | -93.64
50634 | PO BOX | GILBERTVILLE | IA | PRIMARY | 42.41 | -92.21
51341 | PO BOX | GILLETT GROVE | IA | PRIMARY | 43.01 | -95.03
50106 | STANDARD | GILMAN | IA | PRIMARY | 41.87 | -92.78
50541 | STANDARD | GILMORE CITY | IA | PRIMARY | 42.72 | -94.43
50635 | STANDARD | GLADBROOK | IA | PRIMARY | 42.18 | -92.71
51443 | STANDARD | GLIDDEN | IA | PRIMARY | 42.05 | -94.72
50542 | STANDARD | GOLDFIELD | IA | PRIMARY | 42.73 | -93.92
50439 | STANDARD | GOODELL | IA | PRIMARY | 42.92 | -93.61
52727 | STANDARD | BRYANT | IA | PRIMARY | 41.96 | -90.33
52750 | STANDARD | GOOSE LAKE | IA | PRIMARY | 41.96 | -90.38
50543 | STANDARD | GOWRIE | IA | PRIMARY | 42.27 | -94.28
51342 | STANDARD | GRAETTINGER | IA | PRIMARY | 43.23 | -94.75
50440 | STANDARD | GRAFTON | IA | PRIMARY | 43.33 | -93.06
50107 | STANDARD | GRAND JUNCTION | IA | PRIMARY | 42.03 | -94.23
52751 | STANDARD | GRAND MOUND | IA | PRIMARY | 41.82 | -90.64
50108 | STANDARD | GRAND RIVER | IA | PRIMARY | 40.81 | -93.96
52752 | PO BOX | GRANDVIEW | IA | PRIMARY | 41.27 | -91.18
50109 | STANDARD | GRANGER | IA | PRIMARY | 41.76 | -93.82
50847 | PO BOX | GRANT | IA | PRIMARY | 41.14 | -94.98
51022 | STANDARD | GRANVILLE | IA | PRIMARY | 42.98 | -95.87
50848 | STANDARD | GRAVITY | IA | PRIMARY | 40.76 | -94.74
50110 | PO BOX | GRAY | IA | PRIMARY | 41.84 | -94.98
52050 | STANDARD | GREELEY | IA | PRIMARY | 42.58 | -91.34
50636 | STANDARD | GREENE | IA | PRIMARY | 42.89 | -92.8
50849 | STANDARD | GREENFIELD | IA | PRIMARY | 41.3 | -94.45
50111 | STANDARD | GRIMES | IA | PRIMARY | 41.66 | -93.78
50112 | STANDARD | GRINNELL | IA | PRIMARY | 41.74 | -92.72
50638 | STANDARD | GRUNDY CENTER | IA | PRIMARY | 42.36 | -92.77
50657 | STANDARD | MORRISON | IA | PRIMARY | 42.34 | -92.67
50115 | STANDARD | GUTHRIE CENTER | IA | PRIMARY | 41.67 | -94.49
52048 | STANDARD | GARBER | IA | PRIMARY | 42.74 | -91.26
52052 | STANDARD | GUTTENBERG | IA | PRIMARY | 42.78 | -91.1
51432 | PO BOX | ASPINWALL | IA | PRIMARY | 41.91 | -95.13
51444 | PO BOX | HALBUR | IA | PRIMARY | 42 | -94.97
50116 | STANDARD | HAMILTON | IA | PRIMARY | 41.17 | -92.9
50441 | STANDARD | HAMPTON | IA | PRIMARY | 42.74 | -93.2
50444 | STANDARD | HANLONTOWN | IA | PRIMARY | 43.28 | -93.37
50544 | STANDARD | HARCOURT | IA | PRIMARY | 42.26 | -94.17
50545 | STANDARD | HARDY | IA | PRIMARY | 42.81 | -94.05
52146 | STANDARD | HARPERS FERRY | IA | PRIMARY | 43.2 | -91.15
51345 | STANDARD | HARRIS | IA | PRIMARY | 43.44 | -95.43
50118 | STANDARD | HARTFORD | IA | PRIMARY | 41.45 | -93.4
50252 | STANDARD | SWAN | IA | PRIMARY | 41.46 | -93.3
51346 | STANDARD | HARTLEY | IA | PRIMARY | 43.17 | -95.47
50119 | STANDARD | HARVEY | IA | PRIMARY | 41.31 | -92.92
50546 | STANDARD | HAVELOCK | IA | PRIMARY | 42.83 | -94.7
50120 | STANDARD | HAVERHILL | IA | PRIMARY | 41.94 | -92.96
51011 | STANDARD | CHATSWORTH | IA | PRIMARY | 42.91 | -96.51
51023 | STANDARD | HAWARDEN | IA | PRIMARY | 43 | -96.48
52147 | STANDARD | HAWKEYE | IA | PRIMARY | 42.93 | -91.95
52562 | PO BOX | HAYESVILLE | IA | PRIMARY | 41.26 | -92.24
50641 | STANDARD | HAZLETON | IA | PRIMARY | 42.61 | -91.9
52563 | STANDARD | HEDRICK | IA | PRIMARY | 41.17 | -92.3
52233 | STANDARD | HIAWATHA | IA | PRIMARY | 42.04 | -91.68
52235 | PO BOX | HILLS | IA | PRIMARY | 41.57 | -91.53
52630 | STANDARD | HILLSBORO | IA | PRIMARY | 40.83 | -91.71
51024 | STANDARD | HINTON | IA | PRIMARY | 42.62 | -96.29
50642 | STANDARD | HOLLAND | IA | PRIMARY | 42.39 | -92.79
51025 | STANDARD | HOLSTEIN | IA | PRIMARY | 42.48 | -95.54
52053 | STANDARD | HOLY CROSS | IA | PRIMARY | 42.6 | -90.99
52066 | STANDARD | NORTH BUENA VISTA | IA | PRIMARY | 42.68 | -90.95
52236 | STANDARD | HOMESTEAD | IA | PRIMARY | 41.76 | -91.86
52237 | STANDARD | HOPKINTON | IA | PRIMARY | 42.34 | -91.24
51015 | PO BOX | CLIMBING HILL | IA | PRIMARY | 42.34 | -96.07
51026 | STANDARD | HORNICK | IA | PRIMARY | 42.23 | -96.09
51238 | STANDARD | HOSPERS | IA | PRIMARY | 43.07 | -95.9
52631 | PO BOX | HOUGHTON | IA | PRIMARY | 40.78 | -91.61
50122 | STANDARD | HUBBARD | IA | PRIMARY | 42.3 | -93.3
50643 | STANDARD | HUDSON | IA | PRIMARY | 42.42 | -92.45
51239 | STANDARD | HULL | IA | PRIMARY | 43.19 | -96.13
50548 | STANDARD | HUMBOLDT | IA | PRIMARY | 42.72 | -94.22
50123 | STANDARD | HUMESTON | IA | PRIMARY | 40.86 | -93.49
50124 | STANDARD | HUXLEY | IA | PRIMARY | 41.89 | -93.6
51445 | STANDARD | IDA GROVE | IA | PRIMARY | 42.34 | -95.47
50644 | STANDARD | INDEPENDENCE | IA | PRIMARY | 42.46 | -91.89
50125 | STANDARD | INDIANOLA | IA | PRIMARY | 41.36 | -93.56
51240 | STANDARD | INWOOD | IA | PRIMARY | 43.28 | -96.44
50645 | STANDARD | IONIA | IA | PRIMARY | 43.03 | -92.45
52240 | STANDARD | IOWA CITY | IA | PRIMARY | 41.65 | -91.53
52241 | STANDARD | CORALVILLE | IA | PRIMARY | 41.69 | -91.6
52242 | STANDARD | IOWA CITY | IA | PRIMARY | 41.65 | -91.53
52243 | UNIQUE | IOWA CITY | IA | PRIMARY | 41.65 | -91.53
52244 | PO BOX | IOWA CITY | IA | PRIMARY | 41.65 | -91.53
52245 | STANDARD | IOWA CITY | IA | PRIMARY | 41.65 | -91.53
52246 | STANDARD | IOWA CITY | IA | PRIMARY | 41.65 | -91.53
50126 | STANDARD | IOWA FALLS | IA | PRIMARY | 42.52 | -93.26
51027 | STANDARD | IRETON | IA | PRIMARY | 42.97 | -96.32
51446 | STANDARD | IRWIN | IA | PRIMARY | 41.79 | -95.2
51447 | STANDARD | KIRKMAN | IA | PRIMARY | 41.72 | -95.26
50128 | STANDARD | JAMAICA | IA | PRIMARY | 41.84 | -94.3
50647 | STANDARD | JANESVILLE | IA | PRIMARY | 42.64 | -92.46
50059 | STANDARD | COOPER | IA | PRIMARY | 41.89 | -94.33
50129 | STANDARD | JEFFERSON | IA | PRIMARY | 42.01 | -94.37
50648 | STANDARD | JESUP | IA | PRIMARY | 42.47 | -92.06
50130 | STANDARD | JEWELL | IA | PRIMARY | 42.31 | -93.63
50131 | STANDARD | JOHNSTON | IA | PRIMARY | 41.68 | -93.7
50446 | STANDARD | JOICE | IA | PRIMARY | 43.36 | -93.45
50551 | STANDARD | JOLLEY | IA | PRIMARY | 42.47 | -94.71
52247 | STANDARD | KALONA | IA | PRIMARY | 41.48 | -91.7
50132 | STANDARD | KAMRAR | IA | PRIMARY | 42.39 | -93.72
50447 | STANDARD | KANAWHA | IA | PRIMARY | 42.93 | -93.79
50133 | STANDARD | KELLERTON | IA | PRIMARY | 40.71 | -94.04
50134 | STANDARD | KELLEY | IA | PRIMARY | 41.95 | -93.66
50135 | STANDARD | KELLOGG | IA | PRIMARY | 41.71 | -92.9
50448 | STANDARD | KENSETT | IA | PRIMARY | 43.35 | -93.21
52632 | STANDARD | KEOKUK | IA | PRIMARY | 40.4 | -91.4
52565 | STANDARD | KEOSAUQUA | IA | PRIMARY | 40.73 | -91.96
52231 | STANDARD | HARPER | IA | PRIMARY | 41.36 | -92.05
52248 | STANDARD | KEOTA | IA | PRIMARY | 41.36 | -91.95
50136 | STANDARD | KESWICK | IA | PRIMARY | 41.45 | -92.23
52249 | STANDARD | KEYSTONE | IA | PRIMARY | 41.99 | -92.19
50137 | PO BOX | KILLDUFF | IA | PRIMARY | 41.64 | -92.9
51028 | STANDARD | KINGSLEY | IA | PRIMARY | 42.58 | -95.96
52566 | STANDARD | KIRKVILLE | IA | PRIMARY | 41.14 | -92.5
51448 | STANDARD | KIRON | IA | PRIMARY | 42.19 | -95.32
50449 | STANDARD | KLEMME | IA | PRIMARY | 43 | -93.6
50552 | PO BOX | KNIERIM | IA | PRIMARY | 42.45 | -94.45
50138 | STANDARD | KNOXVILLE | IA | PRIMARY | 41.31 | -93.1
50139 | STANDARD | LACONA | IA | PRIMARY | 41.18 | -93.38
52251 | STANDARD | LADORA | IA | PRIMARY | 41.75 | -92.18
51449 | STANDARD | LAKE CITY | IA | PRIMARY | 42.26 | -94.73
50450 | STANDARD | LAKE MILLS | IA | PRIMARY | 43.41 | -93.53
51347 | STANDARD | LAKE PARK | IA | PRIMARY | 43.44 | -95.32
51450 | STANDARD | LAKE VIEW | IA | PRIMARY | 42.3 | -95.04
50451 | STANDARD | LAKOTA | IA | PRIMARY | 43.37 | -94.09
50140 | STANDARD | LAMONI | IA | PRIMARY | 40.62 | -93.93
50650 | STANDARD | LAMONT | IA | PRIMARY | 42.59 | -91.64
52054 | STANDARD | LA MOTTE | IA | PRIMARY | 42.29 | -90.62
51451 | PO BOX | LANESBORO | IA | PRIMARY | 42.18 | -94.69
52151 | STANDARD | LANSING | IA | PRIMARY | 43.36 | -91.22
50651 | STANDARD | LA PORTE CITY | IA | PRIMARY | 42.31 | -92.19
51241 | STANDARD | LARCHWOOD | IA | PRIMARY | 43.45 | -96.43
51029 | STANDARD | LARRABEE | IA | PRIMARY | 42.86 | -95.54
50452 | STANDARD | LATIMER | IA | PRIMARY | 42.76 | -93.36
50141 | STANDARD | LAUREL | IA | PRIMARY | 41.88 | -92.92
50554 | STANDARD | LAURENS | IA | PRIMARY | 42.84 | -94.84
52154 | STANDARD | LAWLER | IA | PRIMARY | 43.07 | -92.15
51030 | STANDARD | LAWTON | IA | PRIMARY | 42.47 | -96.18
52753 | STANDARD | LE CLAIRE | IA | PRIMARY | 41.59 | -90.36
50556 | STANDARD | LEDYARD | IA | PRIMARY | 43.42 | -94.15
50142 | PO BOX | LE GRAND | IA | PRIMARY | 42 | -92.77
50557 | STANDARD | LEHIGH | IA | PRIMARY | 42.35 | -94.05
50143 | STANDARD | LEIGHTON | IA | PRIMARY | 41.33 | -92.78
50453 | STANDARD | LELAND | IA | PRIMARY | 43.33 | -93.63
51031 | STANDARD | LE MARS | IA | PRIMARY | 42.78 | -96.16
50851 | STANDARD | LENOX | IA | PRIMARY | 40.88 | -94.55
50144 | STANDARD | LEON | IA | PRIMARY | 40.74 | -93.75
51242 | PO BOX | LESTER | IA | PRIMARY | 43.43 | -96.33
52754 | STANDARD | LETTS | IA | PRIMARY | 41.33 | -91.23
50145 | PO BOX | LIBERTY CENTER | IA | PRIMARY | 41.2 | -93.49
52567 | STANDARD | LIBERTYVILLE | IA | PRIMARY | 40.95 | -92.04
51452 | PO BOX | LIDDERDALE | IA | PRIMARY | 42.12 | -94.78
52155 | STANDARD | LIME SPRINGS | IA | PRIMARY | 43.45 | -92.28
50652 | PO BOX | LINCOLN | IA | PRIMARY | 42.26 | -92.69
50146 | STANDARD | LINDEN | IA | PRIMARY | 41.64 | -94.27
50147 | STANDARD | LINEVILLE | IA | PRIMARY | 40.58 | -93.52
51033 | STANDARD | LINN GROVE | IA | PRIMARY | 42.89 | -95.24
52253 | STANDARD | LISBON | IA | PRIMARY | 41.92 | -91.39
50148 | STANDARD | LISCOMB | IA | PRIMARY | 42.19 | -93
51243 | STANDARD | LITTLE ROCK | IA | PRIMARY | 43.44 | -95.88
50558 | STANDARD | LIVERMORE | IA | PRIMARY | 42.86 | -94.18
52635 | STANDARD | LOCKRIDGE | IA | PRIMARY | 40.99 | -91.74
51453 | STANDARD | LOHRVILLE | IA | PRIMARY | 42.26 | -94.55
50559 | STANDARD | LONE ROCK | IA | PRIMARY | 43.22 | -94.32
52755 | STANDARD | LONE TREE | IA | PRIMARY | 41.48 | -91.42
52756 | STANDARD | LONG GROVE | IA | PRIMARY | 41.69 | -90.58
50149 | STANDARD | LORIMOR | IA | PRIMARY | 41.12 | -94.05
52254 | STANDARD | LOST NATION | IA | PRIMARY | 41.96 | -90.81
50057 | STANDARD | COLUMBIA | IA | PRIMARY | 41.18 | -93.15
50150 | STANDARD | LOVILIA | IA | PRIMARY | 41.13 | -92.9
52255 | STANDARD | LOWDEN | IA | PRIMARY | 41.85 | -90.92
52757 | PO BOX | LOW MOOR | IA | PRIMARY | 41.8 | -90.35
52156 | STANDARD | LUANA | IA | PRIMARY | 43.06 | -91.45
50151 | STANDARD | LUCAS | IA | PRIMARY | 41.03 | -93.46
50152 | PO BOX | LUTHER | IA | PRIMARY | 41.96 | -93.81
50560 | STANDARD | LU VERNE | IA | PRIMARY | 42.9 | -94.08
52056 | PO BOX | LUXEMBURG | IA | PRIMARY | 42.6 | -91.07
50153 | STANDARD | LYNNVILLE | IA | PRIMARY | 41.57 | -92.78
50561 | STANDARD | LYTTON | IA | PRIMARY | 42.42 | -94.86
50154 | STANDARD | MC CALLSBURG | IA | PRIMARY | 42.16 | -93.39
52758 | PO BOX | MC CAUSLAND | IA | PRIMARY | 41.74 | -90.44
52157 | STANDARD | MC GREGOR | IA | PRIMARY | 43.02 | -91.18
50155 | STANDARD | MACKSBURG | IA | PRIMARY | 41.21 | -94.18
50156 | STANDARD | MADRID | IA | PRIMARY | 41.87 | -93.81
50157 | STANDARD | MALCOM | IA | PRIMARY | 41.7 | -92.55
50562 | STANDARD | MALLARD | IA | PRIMARY | 42.93 | -94.68
52036 | STANDARD | DELAWARE | IA | PRIMARY | 42.47 | -91.34
52057 | STANDARD | MANCHESTER | IA | PRIMARY | 42.48 | -91.45
51454 | STANDARD | MANILLA | IA | PRIMARY | 41.88 | -95.23
50456 | STANDARD | MANLY | IA | PRIMARY | 43.28 | -93.2
51455 | STANDARD | MANNING | IA | PRIMARY | 41.9 | -95.06
50563 | STANDARD | MANSON | IA | PRIMARY | 42.52 | -94.53
51034 | STANDARD | MAPLETON | IA | PRIMARY | 42.16 | -95.79
52060 | STANDARD | MAQUOKETA | IA | PRIMARY | 42.06 | -90.66
50565 | STANDARD | MARATHON | IA | PRIMARY | 42.86 | -94.98
50653 | STANDARD | MARBLE ROCK | IA | PRIMARY | 42.96 | -92.86
51035 | STANDARD | MARCUS | IA | PRIMARY | 42.82 | -95.8
52301 | STANDARD | MARENGO | IA | PRIMARY | 41.79 | -92.06
52302 | STANDARD | MARION | IA | PRIMARY | 42.03 | -91.58
52158 | PO BOX | MARQUETTE | IA | PRIMARY | 43.04 | -91.18
50158 | STANDARD | MARSHALLTOWN | IA | PRIMARY | 42.03 | -92.91
52305 | STANDARD | MARTELLE | IA | PRIMARY | 42.02 | -91.35
50160 | PO BOX | MARTENSDALE | IA | PRIMARY | 41.37 | -93.73
52568 | PO BOX | MARTINSBURG | IA | PRIMARY | 41.17 | -92.25
50401 | STANDARD | MASON CITY | IA | PRIMARY | 43.15 | -93.19
50402 | PO BOX | MASON CITY | IA | PRIMARY | 43.15 | -93.19
50467 | STANDARD | ROCK FALLS | IA | PRIMARY | 43.2 | -93.08
50654 | STANDARD | MASONVILLE | IA | PRIMARY | 42.47 | -91.59
50853 | STANDARD | MASSENA | IA | PRIMARY | 41.25 | -94.76
51036 | STANDARD | MAURICE | IA | PRIMARY | 42.96 | -96.18
50161 | STANDARD | MAXWELL | IA | PRIMARY | 41.89 | -93.39
50655 | STANDARD | MAYNARD | IA | PRIMARY | 42.77 | -91.87
50681 | STANDARD | WESTGATE | IA | PRIMARY | 42.76 | -91.99
52306 | STANDARD | MECHANICSVILLE | IA | PRIMARY | 41.9 | -91.25
52637 | STANDARD | MEDIAPOLIS | IA | PRIMARY | 41 | -91.16
50162 | STANDARD | MELBOURNE | IA | PRIMARY | 41.94 | -93.1
50062 | STANDARD | MELCHER-DALLAS | IA | PRIMARY | 41.2 | -93.27
50163 | PO BOX | MELCHER-DALLAS | IA | PRIMARY | 41.22 | -93.16
52569 | STANDARD | MELROSE | IA | PRIMARY | 40.98 | -93.04
51350 | STANDARD | MELVIN | IA | PRIMARY | 43.28 | -95.6
50164 | STANDARD | MENLO | IA | PRIMARY | 41.52 | -94.4
51037 | STANDARD | MERIDEN | IA | PRIMARY | 42.79 | -95.63
51038 | STANDARD | MERRILL | IA | PRIMARY | 42.72 | -96.24
50457 | STANDARD | MESERVEY | IA | PRIMARY | 42.91 | -93.47
52307 | PO BOX | MIDDLE AMANA | IA | PRIMARY | 41.8 | -91.9
52638 | STANDARD | MIDDLETOWN | IA | PRIMARY | 40.82 | -91.26
52064 | STANDARD | MILES | IA | PRIMARY | 42.04 | -90.31
51351 | STANDARD | MILFORD | IA | PRIMARY | 43.32 | -95.15
52308 | PO BOX | MILLERSBURG | IA | PRIMARY | 41.57 | -92.15
50001 | STANDARD | ACKWORTH | IA | PRIMARY | 41.36 | -93.47
50166 | STANDARD | MILO | IA | PRIMARY | 41.28 | -93.43
52570 | STANDARD | MILTON | IA | PRIMARY | 40.67 | -92.16
50167 | STANDARD | MINBURN | IA | PRIMARY | 41.75 | -94.02
50127 | STANDARD | IRA | IA | PRIMARY | 41.73 | -93.16
50168 | STANDARD | MINGO | IA | PRIMARY | 41.76 | -93.28
50169 | STANDARD | MITCHELLVILLE | IA | PRIMARY | 41.66 | -93.36
52309 | STANDARD | MONMOUTH | IA | PRIMARY | 42.07 | -90.88
52159 | STANDARD | MONONA | IA | PRIMARY | 43.05 | -91.39
52170 | STANDARD | WATERVILLE | IA | PRIMARY | 43.2 | -91.29
50170 | STANDARD | MONROE | IA | PRIMARY | 41.52 | -93.1
50171 | STANDARD | MONTEZUMA | IA | PRIMARY | 41.58 | -92.52
52219 | STANDARD | PRAIRIEBURG | IA | PRIMARY | 42.23 | -91.42
52252 | STANDARD | LANGWORTHY | IA | PRIMARY | 42.18 | -91.21
52310 | STANDARD | MONTICELLO | IA | PRIMARY | 42.23 | -91.19
50173 | STANDARD | MONTOUR | IA | PRIMARY | 41.98 | -92.71
52639 | STANDARD | MONTROSE | IA | PRIMARY | 40.52 | -91.41
50566 | STANDARD | MOORLAND | IA | PRIMARY | 42.44 | -94.29
52571 | STANDARD | MORAVIA | IA | PRIMARY | 40.89 | -92.81
52640 | STANDARD | MORNING SUN | IA | PRIMARY | 41.09 | -91.25
52760 | STANDARD | MOSCOW | IA | PRIMARY | 41.58 | -91.08
52572 | STANDARD | MOULTON | IA | PRIMARY | 40.68 | -92.67
52313 | STANDARD | MOUNT AUBURN | IA | PRIMARY | 42.25 | -92.09
50854 | STANDARD | MOUNT AYR | IA | PRIMARY | 40.71 | -94.23
52641 | STANDARD | MOUNT PLEASANT | IA | PRIMARY | 40.96 | -91.54
52642 | PO BOX | ROME | IA | PRIMARY | 40.98 | -91.68
52644 | STANDARD | MOUNT UNION | IA | PRIMARY | 41.05 | -91.39
52660 | STANDARD | YARMOUTH | IA | PRIMARY | 41.03 | -91.31
52314 | STANDARD | MOUNT VERNON | IA | PRIMARY | 41.92 | -91.42
51039 | STANDARD | MOVILLE | IA | PRIMARY | 42.48 | -96.06
50174 | STANDARD | MURRAY | IA | PRIMARY | 41.04 | -93.94
52761 | STANDARD | MUSCATINE | IA | PRIMARY | 41.41 | -91.07
52574 | STANDARD | MYSTIC | IA | PRIMARY | 40.77 | -92.94
50658 | STANDARD | NASHUA | IA | PRIMARY | 42.95 | -92.53
50567 | STANDARD | NEMAHA | IA | PRIMARY | 42.51 | -95.08
50201 | STANDARD | NEVADA | IA | PRIMARY | 42.01 | -93.45
52160 | STANDARD | NEW ALBIN | IA | PRIMARY | 43.49 | -91.28
50568 | STANDARD | NEWELL | IA | PRIMARY | 42.61 | -95
52315 | STANDARD | NEWHALL | IA | PRIMARY | 41.99 | -91.96
50659 | STANDARD | NEW HAMPTON | IA | PRIMARY | 43.05 | -92.31
50661 | PO BOX | NORTH WASHINGTON | IA | PRIMARY | 43.11 | -92.41
50660 | STANDARD | NEW HARTFORD | IA | PRIMARY | 42.56 | -92.62
52765 | STANDARD | NEW LIBERTY | IA | PRIMARY | 41.71 | -90.87
52645 | STANDARD | NEW LONDON | IA | PRIMARY | 40.92 | -91.4
50206 | STANDARD | NEW PROVIDENCE | IA | PRIMARY | 42.28 | -93.17
50207 | STANDARD | NEW SHARON | IA | PRIMARY | 41.47 | -92.65
50208 | STANDARD | NEWTON | IA | PRIMARY | 41.69 | -93.04
52065 | STANDARD | NEW VIENNA | IA | PRIMARY | 42.54 | -91.11
50210 | STANDARD | NEW VIRGINIA | IA | PRIMARY | 41.18 | -93.73
52766 | STANDARD | NICHOLS | IA | PRIMARY | 41.47 | -91.3
50857 | STANDARD | NODAWAY | IA | PRIMARY | 40.93 | -94.89
50458 | STANDARD | NORA SPRINGS | IA | PRIMARY | 43.14 | -93
52316 | STANDARD | NORTH ENGLISH | IA | PRIMARY | 41.51 | -92.07
52317 | STANDARD | NORTH LIBERTY | IA | PRIMARY | 41.74 | -91.6
50459 | STANDARD | NORTHWOOD | IA | PRIMARY | 43.44 | -93.21
50211 | STANDARD | NORWALK | IA | PRIMARY | 41.49 | -93.68
52318 | STANDARD | NORWAY | IA | PRIMARY | 41.9 | -91.92
52646 | STANDARD | OAKVILLE | IA | PRIMARY | 41.09 | -91.04
51354 | STANDARD | OCHEYEDAN | IA | PRIMARY | 43.41 | -95.53
51458 | STANDARD | ODEBOLT | IA | PRIMARY | 42.31 | -95.25
50662 | STANDARD | OELWEIN | IA | PRIMARY | 42.67 | -91.91
50212 | STANDARD | OGDEN | IA | PRIMARY | 42.03 | -94.02
51355 | STANDARD | OKOBOJI | IA | PRIMARY | 43.39 | -95.13
52647 | PO BOX | OLDS | IA | PRIMARY | 41.13 | -91.54
52320 | STANDARD | OLIN | IA | PRIMARY | 41.99 | -91.14
52576 | STANDARD | OLLIE | IA | PRIMARY | 41.19 | -92.09
51040 | STANDARD | ONAWA | IA | PRIMARY | 42.02 | -96.08
52321 | STANDARD | ONSLOW | IA | PRIMARY | 42.1 | -91.01
50664 | STANDARD | ORAN | IA | PRIMARY | 42.69 | -92.08
51041 | STANDARD | ORANGE CITY | IA | PRIMARY | 43 | -96.05
50460 | STANDARD | ORCHARD | IA | PRIMARY | 43.22 | -92.77
50858 | STANDARD | ORIENT | IA | PRIMARY | 41.2 | -94.41
50454 | STANDARD | LITTLE CEDAR | IA | PRIMARY | 43.38 | -92.73
50461 | STANDARD | OSAGE | IA | PRIMARY | 43.28 | -92.81
50213 | STANDARD | OSCEOLA | IA | PRIMARY | 41.03 | -93.77
52577 | STANDARD | OSKALOOSA | IA | PRIMARY | 41.29 | -92.63
52161 | STANDARD | OSSIAN | IA | PRIMARY | 43.14 | -91.76
50214 | STANDARD | OTLEY | IA | PRIMARY | 41.45 | -93.03
51044 | STANDARD | OTO | IA | PRIMARY | 42.28 | -95.89
50570 | STANDARD | OTTOSEN | IA | PRIMARY | 42.89 | -94.37
52501 | STANDARD | OTTUMWA | IA | PRIMARY | 41.01 | -92.41
52322 | STANDARD | OXFORD | IA | PRIMARY | 41.72 | -91.78
52323 | STANDARD | OXFORD JUNCTION | IA | PRIMARY | 41.98 | -90.95
51045 | PO BOX | OYENS | IA | PRIMARY | 42.81 | -96.05
52580 | STANDARD | PACKWOOD | IA | PRIMARY | 41.13 | -92.08
50571 | STANDARD | PALMER | IA | PRIMARY | 42.62 | -94.59
52324 | STANDARD | PALO | IA | PRIMARY | 42.06 | -91.79
50216 | STANDARD | PANORA | IA | PRIMARY | 41.69 | -94.36
50665 | STANDARD | PARKERSBURG | IA | PRIMARY | 42.57 | -92.78
52325 | STANDARD | PARNELL | IA | PRIMARY | 41.58 | -92
50217 | STANDARD | PATON | IA | PRIMARY | 42.16 | -94.25
50218 | PO BOX | PATTERSON | IA | PRIMARY | 41.34 | -93.87
51046 | STANDARD | PAULLINA | IA | PRIMARY | 42.97 | -95.68
50219 | STANDARD | PELLA | IA | PRIMARY | 41.4 | -92.91
52068 | STANDARD | PEOSTA | IA | PRIMARY | 42.44 | -90.85
50220 | STANDARD | PERRY | IA | PRIMARY | 41.84 | -94.09
50222 | STANDARD | PERU | IA | PRIMARY | 41.2 | -93.95
51047 | STANDARD | PETERSON | IA | PRIMARY | 42.91 | -95.34
51048 | STANDARD | PIERSON | IA | PRIMARY | 42.54 | -95.86
52648 | PO BOX | PILOT GROVE | IA | PRIMARY | 40.76 | -91.53
50223 | STANDARD | PILOT MOUND | IA | PRIMARY | 42.15 | -94.01
50666 | STANDARD | PLAINFIELD | IA | PRIMARY | 42.84 | -92.53
52581 | STANDARD | PLANO | IA | PRIMARY | 40.75 | -93.04
52767 | PO BOX | PLEASANT VALLEY | IA | PRIMARY | 41.56 | -90.41
50225 | STANDARD | PLEASANTVILLE | IA | PRIMARY | 41.38 | -93.26
50573 | PO BOX | PLOVER | IA | PRIMARY | 42.87 | -94.62
50464 | STANDARD | PLYMOUTH | IA | PRIMARY | 43.24 | -93.12
50574 | STANDARD | POCAHONTAS | IA | PRIMARY | 42.73 | -94.66
50226 | STANDARD | POLK CITY | IA | PRIMARY | 41.77 | -93.71
50575 | STANDARD | POMEROY | IA | PRIMARY | 42.55 | -94.67
52162 | STANDARD | POSTVILLE | IA | PRIMARY | 43.08 | -91.56
50228 | STANDARD | PRAIRIE CITY | IA | PRIMARY | 41.59 | -93.23
50859 | STANDARD | PRESCOTT | IA | PRIMARY | 41.02 | -94.61
52069 | STANDARD | PRESTON | IA | PRIMARY | 42.04 | -90.39
52074 | STANDARD | SPRAGUEVILLE | IA | PRIMARY | 42.07 | -90.43
51245 | STANDARD | PRIMGHAR | IA | PRIMARY | 43.08 | -95.62
52768 | STANDARD | PRINCETON | IA | PRIMARY | 41.67 | -90.35
50229 | STANDARD | PROLE | IA | PRIMARY | 41.38 | -93.73
52583 | STANDARD | PROMISE CITY | IA | PRIMARY | 40.74 | -93.15
52163 | PO BOX | PROTIVIN | IA | PRIMARY | 43.21 | -92.08
52584 | STANDARD | PULASKI | IA | PRIMARY | 40.69 | -92.27
52326 | STANDARD | QUASQUETON | IA | PRIMARY | 42.39 | -91.75
51049 | STANDARD | QUIMBY | IA | PRIMARY | 42.62 | -95.64
50230 | STANDARD | RADCLIFFE | IA | PRIMARY | 42.31 | -93.43
50465 | PO BOX | RAKE | IA | PRIMARY | 43.48 | -93.92
51459 | PO BOX | RALSTON | IA | PRIMARY | 42.04 | -94.62
50231 | PO BOX | RANDALL | IA | PRIMARY | 42.23 | -93.6
50667 | STANDARD | RAYMOND | IA | PRIMARY | 42.46 | -92.22
50668 | STANDARD | READLYN | IA | PRIMARY | 42.7 | -92.22
50232 | STANDARD | REASNOR | IA | PRIMARY | 41.57 | -93.02
50860 | STANDARD | REDDING | IA | PRIMARY | 40.6 | -94.38
50233 | STANDARD | REDFIELD | IA | PRIMARY | 41.59 | -94.19
50669 | STANDARD | REINBECK | IA | PRIMARY | 42.32 | -92.59
50576 | STANDARD | REMBRANDT | IA | PRIMARY | 42.82 | -95.16
51050 | STANDARD | REMSEN | IA | PRIMARY | 42.81 | -95.97
50577 | STANDARD | RENWICK | IA | PRIMARY | 42.82 | -93.98
50234 | STANDARD | RHODES | IA | PRIMARY | 41.92 | -93.18
50455 | STANDARD | MC INTIRE | IA | PRIMARY | 43.46 | -92.61
50466 | STANDARD | RICEVILLE | IA | PRIMARY | 43.36 | -92.55
52585 | STANDARD | RICHLAND | IA | PRIMARY | 41.18 | -91.99
51460 | PO BOX | RICKETTS | IA | PRIMARY | 42.12 | -95.57
52165 | STANDARD | RIDGEWAY | IA | PRIMARY | 43.29 | -91.99
50578 | STANDARD | RINGSTED | IA | PRIMARY | 43.29 | -94.5
50235 | STANDARD | RIPPEY | IA | PRIMARY | 41.93 | -94.2
52327 | STANDARD | RIVERSIDE | IA | PRIMARY | 41.48 | -91.57
50468 | STANDARD | ROCKFORD | IA | PRIMARY | 43.05 | -92.94
51246 | STANDARD | ROCK RAPIDS | IA | PRIMARY | 43.42 | -96.16
51247 | STANDARD | ROCK VALLEY | IA | PRIMARY | 43.2 | -96.29
50469 | STANDARD | ROCKWELL | IA | PRIMARY | 42.97 | -93.18
50579 | STANDARD | ROCKWELL CITY | IA | PRIMARY | 42.39 | -94.63
51051 | STANDARD | RODNEY | IA | PRIMARY | 42.2 | -95.95
50236 | STANDARD | ROLAND | IA | PRIMARY | 42.16 | -93.5
50581 | STANDARD | ROLFE | IA | PRIMARY | 42.81 | -94.53
52586 | STANDARD | ROSE HILL | IA | PRIMARY | 41.32 | -92.46
50470 | STANDARD | ROWAN | IA | PRIMARY | 42.74 | -93.54
52329 | STANDARD | ROWLEY | IA | PRIMARY | 42.36 | -91.84
51343 | STANDARD | GREENVILLE | IA | PRIMARY | 43.01 | -95.14
51357 | STANDARD | ROYAL | IA | PRIMARY | 43.06 | -95.28
50471 | STANDARD | RUDD | IA | PRIMARY | 43.12 | -92.9
50237 | STANDARD | RUNNELLS | IA | PRIMARY | 41.51 | -93.35
50238 | STANDARD | RUSSELL | IA | PRIMARY | 40.98 | -93.2
51358 | STANDARD | RUTHVEN | IA | PRIMARY | 43.12 | -94.89
50582 | STANDARD | RUTLAND | IA | PRIMARY | 42.76 | -94.29
52330 | STANDARD | RYAN | IA | PRIMARY | 42.35 | -91.48
52070 | STANDARD | SABULA | IA | PRIMARY | 42.06 | -90.17
50583 | STANDARD | SAC CITY | IA | PRIMARY | 42.42 | -94.99
50426 | STANDARD | CARPENTER | IA | PRIMARY | 43.41 | -93.01
50472 | STANDARD | SAINT ANSGAR | IA | PRIMARY | 43.37 | -92.91
50481 | STANDARD | TOETERVILLE | IA | PRIMARY | 43.44 | -92.91
50239 | STANDARD | SAINT ANTHONY | IA | PRIMARY | 42.12 | -93.19
50240 | STANDARD | SAINT CHARLES | IA | PRIMARY | 41.28 | -93.8
52071 | PO BOX | SAINT DONATUS | IA | PRIMARY | 42.36 | -90.54
52166 | PO BOX | SAINT LUCAS | IA | PRIMARY | 43.06 | -91.93
50241 | PO BOX | SAINT MARYS | IA | PRIMARY | 41.3 | -93.73
52072 | STANDARD | SAINT OLAF | IA | PRIMARY | 42.92 | -91.38
52649 | STANDARD | SALEM | IA | PRIMARY | 40.85 | -91.62
51052 | STANDARD | SALIX | IA | PRIMARY | 42.3 | -96.28
51248 | STANDARD | SANBORN | IA | PRIMARY | 43.18 | -95.65
50473 | STANDARD | SCARVILLE | IA | PRIMARY | 43.47 | -93.61
51053 | STANDARD | SCHALLER | IA | PRIMARY | 42.49 | -95.29
51461 | STANDARD | SCHLESWIG | IA | PRIMARY | 42.16 | -95.43
51462 | STANDARD | SCRANTON | IA | PRIMARY | 42.02 | -94.54
50242 | STANDARD | SEARSBORO | IA | PRIMARY | 41.57 | -92.7
51054 | STANDARD | SERGEANT BLUFF | IA | PRIMARY | 42.4 | -96.35
52590 | STANDARD | SEYMOUR | IA | PRIMARY | 40.68 | -93.12
50861 | STANDARD | SHANNON CITY | IA | PRIMARY | 40.9 | -94.26
50862 | STANDARD | SHARPSBURG | IA | PRIMARY | 40.8 | -94.64
50427 | STANDARD | CHAPIN | IA | PRIMARY | 42.83 | -93.22
50433 | STANDARD | DOUGHERTY | IA | PRIMARY | 42.92 | -93.03
50475 | STANDARD | SHEFFIELD | IA | PRIMARY | 42.89 | -93.21
50243 | PO BOX | SHELDAHL | IA | PRIMARY | 41.86 | -93.69
51201 | STANDARD | SHELDON | IA | PRIMARY | 43.17 | -95.84
51244 | PO BOX | MATLOCK | IA | PRIMARY | 43.24 | -95.93
50670 | STANDARD | SHELL ROCK | IA | PRIMARY | 42.71 | -92.58
52332 | STANDARD | SHELLSBURG | IA | PRIMARY | 42.09 | -91.86
52039 | STANDARD | DURANGO | IA | PRIMARY | 42.56 | -90.77
52073 | STANDARD | SHERRILL | IA | PRIMARY | 42.6 | -90.78
51249 | STANDARD | SIBLEY | IA | PRIMARY | 43.4 | -95.74
52591 | STANDARD | SIGOURNEY | IA | PRIMARY | 41.33 | -92.2
51250 | STANDARD | SIOUX CENTER | IA | PRIMARY | 43.07 | -96.17
51101 | STANDARD | SIOUX CITY | IA | PRIMARY | 42.5 | -96.39
51102 | PO BOX | SIOUX CITY | IA | PRIMARY | 42.5 | -96.39
51103 | STANDARD | SIOUX CITY | IA | PRIMARY | 42.5 | -96.39
51104 | STANDARD | SIOUX CITY | IA | PRIMARY | 42.5 | -96.39
51105 | STANDARD | SIOUX CITY | IA | PRIMARY | 42.5 | -96.39
51106 | STANDARD | SIOUX CITY | IA | PRIMARY | 42.5 | -96.39
51108 | STANDARD | SIOUX CITY | IA | PRIMARY | 42.5 | -96.39
51109 | STANDARD | SIOUX CITY | IA | PRIMARY | 42.5 | -96.39
51111 | STANDARD | SIOUX CITY | IA | PRIMARY | 42.5 | -96.39
50585 | STANDARD | SIOUX RAPIDS | IA | PRIMARY | 42.89 | -95.14
50244 | STANDARD | SLATER | IA | PRIMARY | 41.88 | -93.68
51055 | STANDARD | SLOAN | IA | PRIMARY | 42.23 | -96.22
51056 | STANDARD | SMITHLAND | IA | PRIMARY | 42.22 | -95.93
52333 | STANDARD | SOLON | IA | PRIMARY | 41.8 | -91.49
50586 | STANDARD | SOMERS | IA | PRIMARY | 42.37 | -94.43
52334 | STANDARD | SOUTH AMANA | IA | PRIMARY | 41.78 | -91.96
52335 | STANDARD | SOUTH ENGLISH | IA | PRIMARY | 41.45 | -92.09
52355 | STANDARD | WEBSTER | IA | PRIMARY | 41.43 | -92.17
51301 | STANDARD | SPENCER | IA | PRIMARY | 43.14 | -95.15
52650 | STANDARD | SPERRY | IA | PRIMARY | 40.95 | -91.15
52168 | PO BOX | SPILLVILLE | IA | PRIMARY | 43.2 | -91.95
51360 | STANDARD | SPIRIT LAKE | IA | PRIMARY | 43.42 | -95.11
52075 | PO BOX | SPRINGBROOK | IA | PRIMARY | 42.16 | -90.48
52336 | STANDARD | SPRINGVILLE | IA | PRIMARY | 42.05 | -91.44
50476 | STANDARD | STACYVILLE | IA | PRIMARY | 43.43 | -92.78
50246 | STANDARD | STANHOPE | IA | PRIMARY | 42.28 | -93.79
52337 | STANDARD | STANWOOD | IA | PRIMARY | 41.89 | -91.15
50247 | STANDARD | STATE CENTER | IA | PRIMARY | 42.01 | -93.16
50672 | STANDARD | STEAMBOAT ROCK | IA | PRIMARY | 42.4 | -93.06
52651 | STANDARD | STOCKPORT | IA | PRIMARY | 40.85 | -91.83
52769 | STANDARD | STOCKTON | IA | PRIMARY | 41.59 | -90.85
50588 | STANDARD | STORM LAKE | IA | PRIMARY | 42.64 | -95.19
50248 | STANDARD | STORY CITY | IA | PRIMARY | 42.18 | -93.59
50673 | PO BOX | STOUT | IA | PRIMARY | 42.52 | -92.71
50249 | STANDARD | STRATFORD | IA | PRIMARY | 42.27 | -93.92
52076 | STANDARD | STRAWBERRY POINT | IA | PRIMARY | 42.68 | -91.53
50250 | STANDARD | STUART | IA | PRIMARY | 41.5 | -94.31
50251 | STANDARD | SULLY | IA | PRIMARY | 41.57 | -92.84
50674 | STANDARD | SUMNER | IA | PRIMARY | 42.84 | -92.09
52164 | STANDARD | RANDALIA | IA | PRIMARY | 42.86 | -91.88
51363 | PO BOX | SUPERIOR | IA | PRIMARY | 43.43 | -94.94
51058 | STANDARD | SUTHERLAND | IA | PRIMARY | 42.97 | -95.49
50477 | STANDARD | SWALEDALE | IA | PRIMARY | 42.97 | -93.31
50590 | STANDARD | SWEA CITY | IA | PRIMARY | 43.38 | -94.31
52652 | PO BOX | SWEDESBURG | IA | PRIMARY | 41.1 | -91.55
52338 | STANDARD | SWISHER | IA | PRIMARY | 41.84 | -91.69
52339 | STANDARD | TAMA | IA | PRIMARY | 41.96 | -92.57
51463 | STANDARD | TEMPLETON | IA | PRIMARY | 41.91 | -94.94
51364 | STANDARD | TERRIL | IA | PRIMARY | 43.3 | -94.96
50254 | STANDARD | THAYER | IA | PRIMARY | 41.02 | -94.04
50478 | STANDARD | THOMPSON | IA | PRIMARY | 43.36 | -93.77
50591 | STANDARD | THOR | IA | PRIMARY | 42.68 | -94.05
50255 | PO BOX | THORNBURG | IA | PRIMARY | 41.45 | -92.33
50479 | STANDARD | THORNTON | IA | PRIMARY | 42.94 | -93.38
52340 | STANDARD | TIFFIN | IA | PRIMARY | 41.7 | -91.67
50863 | STANDARD | TINGLEY | IA | PRIMARY | 40.85 | -94.19
52772 | STANDARD | TIPTON | IA | PRIMARY | 41.77 | -91.12
50480 | STANDARD | TITONKA | IA | PRIMARY | 43.23 | -94.04
52342 | STANDARD | TOLEDO | IA | PRIMARY | 41.99 | -92.58
50256 | STANDARD | TRACY | IA | PRIMARY | 41.28 | -92.87
50675 | STANDARD | TRAER | IA | PRIMARY | 42.19 | -92.46
50676 | STANDARD | TRIPOLI | IA | PRIMARY | 42.8 | -92.25
52344 | PO BOX | TROY MILLS | IA | PRIMARY | 42.28 | -91.68
50592 | PO BOX | TRUESDALE | IA | PRIMARY | 42.72 | -95.18
50257 | STANDARD | TRURO | IA | PRIMARY | 41.21 | -93.84
52593 | STANDARD | UDELL | IA | PRIMARY | 40.78 | -92.74
50258 | STANDARD | UNION | IA | PRIMARY | 42.24 | -93.06
50259 | STANDARD | GIFFORD | IA | PRIMARY | 42.3 | -93.09
52594 | STANDARD | UNIONVILLE | IA | PRIMARY | 40.81 | -92.69
52595 | PO BOX | UNIVERSITY PARK | IA | PRIMARY | 41.28 | -92.61
52345 | STANDARD | URBANA | IA | PRIMARY | 42.22 | -91.87
51060 | STANDARD | UTE | IA | PRIMARY | 42.04 | -95.7
51465 | STANDARD | VAIL | IA | PRIMARY | 42.05 | -95.2
52346 | STANDARD | VAN HORNE | IA | PRIMARY | 42.01 | -92.09
50261 | STANDARD | VAN METER | IA | PRIMARY | 41.53 | -93.95
50262 | STANDARD | VAN WERT | IA | PRIMARY | 40.87 | -93.79
50593 | PO BOX | VARINA | IA | PRIMARY | 42.65 | -94.89
50482 | STANDARD | VENTURA | IA | PRIMARY | 43.12 | -93.45
52347 | STANDARD | VICTOR | IA | PRIMARY | 41.73 | -92.29
50864 | STANDARD | VILLISCA | IA | PRIMARY | 40.93 | -94.97
50594 | STANDARD | VINCENT | IA | PRIMARY | 42.59 | -94.01
52348 | PO BOX | VINING | IA | PRIMARY | 41.99 | -92.38
52349 | STANDARD | VINTON | IA | PRIMARY | 42.16 | -92.02
52077 | STANDARD | VOLGA | IA | PRIMARY | 42.8 | -91.54
52169 | STANDARD | WADENA | IA | PRIMARY | 42.83 | -91.65
52773 | STANDARD | WALCOTT | IA | PRIMARY | 41.59 | -90.77
52351 | STANDARD | WALFORD | IA | PRIMARY | 41.87 | -91.83
52352 | STANDARD | WALKER | IA | PRIMARY | 42.28 | -91.78
51365 | STANDARD | WALLINGFORD | IA | PRIMARY | 43.32 | -94.79
51466 | STANDARD | WALL LAKE | IA | PRIMARY | 42.26 | -95.09
52653 | STANDARD | WAPELLO | IA | PRIMARY | 41.17 | -91.18
52353 | STANDARD | WASHINGTON | IA | PRIMARY | 41.29 | -91.69
51061 | STANDARD | WASHTA | IA | PRIMARY | 42.57 | -95.71
50701 | STANDARD | WATERLOO | IA | PRIMARY | 42.49 | -92.35
50702 | STANDARD | WATERLOO | IA | PRIMARY | 42.49 | -92.35
50703 | STANDARD | WATERLOO | IA | PRIMARY | 42.49 | -92.35
50704 | PO BOX | WATERLOO | IA | PRIMARY | 42.49 | -92.35
50707 | STANDARD | EVANSDALE | IA | PRIMARY | 42.46 | -92.27
52354 | STANDARD | WATKINS | IA | PRIMARY | 41.88 | -91.98
52171 | STANDARD | WAUCOMA | IA | PRIMARY | 43.05 | -92.03
50263 | STANDARD | WAUKEE | IA | PRIMARY | 41.6 | -93.86
52172 | STANDARD | WAUKON | IA | PRIMARY | 43.26 | -91.47
50677 | STANDARD | WAVERLY | IA | PRIMARY | 42.72 | -92.46
52654 | STANDARD | WAYLAND | IA | PRIMARY | 41.14 | -91.65
51366 | STANDARD | WEBB | IA | PRIMARY | 42.94 | -95.01
50595 | STANDARD | WEBSTER CITY | IA | PRIMARY | 42.46 | -93.81
50264 | STANDARD | WELDON | IA | PRIMARY | 40.89 | -93.73
52356 | STANDARD | WELLMAN | IA | PRIMARY | 41.46 | -91.83
50680 | STANDARD | WELLSBURG | IA | PRIMARY | 42.43 | -92.92
52774 | PO BOX | WELTON | IA | PRIMARY | 41.91 | -90.59
50483 | STANDARD | WESLEY | IA | PRIMARY | 43.08 | -93.99
50597 | STANDARD | WEST BEND | IA | PRIMARY | 42.96 | -94.44
52358 | STANDARD | WEST BRANCH | IA | PRIMARY | 41.67 | -91.34
52655 | STANDARD | WEST BURLINGTON | IA | PRIMARY | 40.82 | -91.17
52359 | STANDARD | WEST CHESTER | IA | PRIMARY | 41.34 | -91.81
51062 | STANDARD | WESTFIELD | IA | PRIMARY | 42.75 | -96.6
52776 | STANDARD | WEST LIBERTY | IA | PRIMARY | 41.57 | -91.26
52656 | STANDARD | WEST POINT | IA | PRIMARY | 40.71 | -91.45
52657 | STANDARD | SAINT PAUL | IA | PRIMARY | 40.76 | -91.51
51467 | STANDARD | WESTSIDE | IA | PRIMARY | 42.07 | -95.1
52175 | STANDARD | WEST UNION | IA | PRIMARY | 42.95 | -91.81
52658 | STANDARD | WEVER | IA | PRIMARY | 40.71 | -91.23
50268 | STANDARD | WHAT CHEER | IA | PRIMARY | 41.4 | -92.35
52550 | STANDARD | DELTA | IA | PRIMARY | 41.32 | -92.32
52777 | STANDARD | WHEATLAND | IA | PRIMARY | 41.83 | -90.83
51063 | STANDARD | WHITING | IA | PRIMARY | 42.12 | -96.15
50598 | STANDARD | WHITTEMORE | IA | PRIMARY | 43.06 | -94.42
50269 | PO BOX | WHITTEN | IA | PRIMARY | 42.26 | -93.01
50271 | STANDARD | WILLIAMS | IA | PRIMARY | 42.49 | -93.54
52361 | STANDARD | WILLIAMSBURG | IA | PRIMARY | 41.66 | -92
50272 | PO BOX | WILLIAMSON | IA | PRIMARY | 41.08 | -93.25
52778 | STANDARD | WILTON | IA | PRIMARY | 41.58 | -91.02
52659 | STANDARD | WINFIELD | IA | PRIMARY | 41.12 | -91.43
50273 | STANDARD | WINTERSET | IA | PRIMARY | 41.33 | -94.01
50682 | STANDARD | WINTHROP | IA | PRIMARY | 42.47 | -91.73
50274 | STANDARD | WIOTA | IA | PRIMARY | 41.4 | -94.88
50484 | STANDARD | WODEN | IA | PRIMARY | 43.23 | -93.91
50275 | STANDARD | WOODBURN | IA | PRIMARY | 41.01 | -93.59
50276 | STANDARD | WOODWARD | IA | PRIMARY | 41.85 | -93.92
50599 | STANDARD | WOOLSTOCK | IA | PRIMARY | 42.56 | -93.84
52078 | STANDARD | WORTHINGTON | IA | PRIMARY | 42.39 | -91.12
52362 | STANDARD | WYOMING | IA | PRIMARY | 42.06 | -91
50277 | STANDARD | YALE | IA | PRIMARY | 41.77 | -94.35
50278 | STANDARD | ZEARING | IA | PRIMARY | 42.15 | -93.29
52079 | STANDARD | ZWINGLE | IA | PRIMARY | 42.29 | -90.68
55909 | STANDARD | ADAMS | MN | PRIMARY | 43.56 | -92.71
56110 | STANDARD | ADRIAN | MN | PRIMARY | 43.63 | -95.93
56146 | STANDARD | KANARANZI | MN | PRIMARY | 43.54 | -96.11
55001 | STANDARD | AFTON | MN | PRIMARY | 44.9 | -92.81
56431 | STANDARD | AITKIN | MN | PRIMARY | 46.53 | -93.71
56433 | STANDARD | AKELEY | MN | PRIMARY | 47 | -94.72
56307 | STANDARD | ALBANY | MN | PRIMARY | 45.63 | -94.56
56207 | STANDARD | ALBERTA | MN | PRIMARY | 45.57 | -96.05
56007 | STANDARD | ALBERT LEA | MN | PRIMARY | 43.65 | -93.36
55301 | STANDARD | ALBERTVILLE | MN | PRIMARY | 45.23 | -93.66
56009 | STANDARD | ALDEN | MN | PRIMARY | 43.67 | -93.57
56434 | STANDARD | ALDRICH | MN | PRIMARY | 46.37 | -94.93
56308 | STANDARD | ALEXANDRIA | MN | PRIMARY | 45.87 | -95.37
56111 | STANDARD | ALPHA | MN | PRIMARY | 43.63 | -94.87
55910 | STANDARD | ALTURA | MN | PRIMARY | 44.06 | -91.93
56010 | STANDARD | AMBOY | MN | PRIMARY | 43.88 | -94.15
55703 | STANDARD | ANGORA | MN | PRIMARY | 47.77 | -92.63
55710 | STANDARD | BRITT | MN | PRIMARY | 47.64 | -92.68
55302 | STANDARD | ANNANDALE | MN | PRIMARY | 45.26 | -94.11
55303 | STANDARD | ANOKA | MN | PRIMARY | 45.21 | -93.39
55304 | STANDARD | ANDOVER | MN | PRIMARY | 45.25 | -93.33
56208 | STANDARD | APPLETON | MN | PRIMARY | 45.2 | -96.02
56113 | STANDARD | ARCO | MN | PRIMARY | 44.38 | -96.18
55307 | STANDARD | ARLINGTON | MN | PRIMARY | 44.6 | -94.07
56309 | STANDARD | ASHBY | MN | PRIMARY | 46.09 | -95.81
55704 | STANDARD | ASKOV | MN | PRIMARY | 46.18 | -92.78
56209 | STANDARD | ATWATER | MN | PRIMARY | 45.13 | -94.77
55705 | STANDARD | AURORA | MN | PRIMARY | 47.53 | -92.24
55912 | STANDARD | AUSTIN | MN | PRIMARY | 43.67 | -92.97
56114 | STANDARD | AVOCA | MN | PRIMARY | 43.94 | -95.64
56310 | STANDARD | AVON | MN | PRIMARY | 45.6 | -94.45
55706 | STANDARD | BABBITT | MN | PRIMARY | 47.64 | -91.94
56435 | STANDARD | BACKUS | MN | PRIMARY | 46.82 | -94.51
56621 | STANDARD | BAGLEY | MN | PRIMARY | 47.52 | -95.4
56115 | STANDARD | BALATON | MN | PRIMARY | 44.23 | -95.87
55707 | STANDARD | BARNUM | MN | PRIMARY | 46.5 | -92.68
56311 | STANDARD | BARRETT | MN | PRIMARY | 45.91 | -95.89
56623 | STANDARD | BAUDETTE | MN | PRIMARY | 48.71 | -94.58
55003 | STANDARD | BAYPORT | MN | PRIMARY | 45.01 | -92.78
56211 | STANDARD | BEARDSLEY | MN | PRIMARY | 45.55 | -96.71
55601 | PO BOX | BEAVER BAY | MN | PRIMARY | 47.25 | -91.29
56116 | STANDARD | BEAVER CREEK | MN | PRIMARY | 43.61 | -96.36
55308 | STANDARD | BECKER | MN | PRIMARY | 45.37 | -93.87
56312 | STANDARD | BELGRADE | MN | PRIMARY | 45.45 | -94.99
56011 | STANDARD | BELLE PLAINE | MN | PRIMARY | 44.62 | -93.76
56212 | STANDARD | BELLINGHAM | MN | PRIMARY | 45.13 | -96.28
56214 | STANDARD | BELVIEW | MN | PRIMARY | 44.6 | -95.32
56601 | STANDARD | BEMIDJI | MN | PRIMARY | 47.48 | -94.87
56619 | PO BOX | BEMIDJI | MN | PRIMARY | 47.48 | -94.87
56658 | STANDARD | MARGIE | MN | PRIMARY | 48.09 | -93.94
56626 | STANDARD | BENA | MN | PRIMARY | 47.34 | -94.2
56641 | STANDARD | FEDERAL DAM | MN | PRIMARY | 47.23 | -94.21
56215 | STANDARD | BENSON | MN | PRIMARY | 45.31 | -95.6
56437 | STANDARD | BERTHA | MN | PRIMARY | 46.26 | -95.06
55005 | STANDARD | BETHEL | MN | PRIMARY | 45.4 | -93.26
56117 | STANDARD | BIGELOW | MN | PRIMARY | 43.5 | -95.68
56627 | STANDARD | BIG FALLS | MN | PRIMARY | 48.18 | -93.8
56628 | STANDARD | BIGFORK | MN | PRIMARY | 47.74 | -93.65
56639 | STANDARD | EFFIE | MN | PRIMARY | 47.84 | -93.63
55309 | STANDARD | BIG LAKE | MN | PRIMARY | 45.33 | -93.74
56629 | PO BOX | BIRCHDALE | MN | PRIMARY | 48.62 | -94.1
55310 | STANDARD | BIRD ISLAND | MN | PRIMARY | 44.76 | -94.89
55708 | PO BOX | BIWABIK | MN | PRIMARY | 47.53 | -92.35
56630 | STANDARD | BLACKDUCK | MN | PRIMARY | 47.72 | -94.54
56663 | STANDARD | PENNINGTON | MN | PRIMARY | 47.48 | -94.47
56216 | STANDARD | BLOMKEST | MN | PRIMARY | 44.94 | -95.02
55917 | STANDARD | BLOOMING PRAIRIE | MN | PRIMARY | 43.86 | -93.05
56013 | STANDARD | BLUE EARTH | MN | PRIMARY | 43.63 | -94.09
56313 | PO BOX | BOCK | MN | PRIMARY | 45.78 | -93.55
55709 | STANDARD | BOVEY | MN | PRIMARY | 47.29 | -93.4
56314 | STANDARD | BOWLUS | MN | PRIMARY | 45.82 | -94.4
56218 | STANDARD | BOYD | MN | PRIMARY | 44.85 | -95.9
55006 | STANDARD | BRAHAM | MN | PRIMARY | 45.72 | -93.17
56401 | STANDARD | BRAINERD | MN | PRIMARY | 46.35 | -94.19
56425 | STANDARD | BAXTER | MN | PRIMARY | 46.34 | -94.28
56315 | STANDARD | BRANDON | MN | PRIMARY | 45.96 | -95.59
56119 | STANDARD | BREWSTER | MN | PRIMARY | 43.69 | -95.46
56014 | STANDARD | BRICELYN | MN | PRIMARY | 43.56 | -93.81
55602 | STANDARD | BRIMSON | MN | PRIMARY | 47.27 | -91.86
55007 | STANDARD | BROOK PARK | MN | PRIMARY | 45.94 | -93.07
55711 | STANDARD | BROOKSTON | MN | PRIMARY | 46.86 | -92.6
56316 | STANDARD | BROOTEN | MN | PRIMARY | 45.5 | -95.11
56438 | STANDARD | BROWERVILLE | MN | PRIMARY | 46.08 | -94.86
55918 | STANDARD | BROWNSDALE | MN | PRIMARY | 43.74 | -92.86
56219 | STANDARD | BROWNS VALLEY | MN | PRIMARY | 45.59 | -96.83
55919 | STANDARD | BROWNSVILLE | MN | PRIMARY | 43.69 | -91.28
55312 | STANDARD | BROWNTON | MN | PRIMARY | 44.73 | -94.35
55712 | STANDARD | BRUNO | MN | PRIMARY | 46.28 | -92.66
55313 | STANDARD | BUFFALO | MN | PRIMARY | 45.17 | -93.86
55314 | STANDARD | BUFFALO LAKE | MN | PRIMARY | 44.73 | -94.61
55713 | PO BOX | BUHL | MN | PRIMARY | 47.49 | -92.76
56318 | STANDARD | BURTRUM | MN | PRIMARY | 45.86 | -94.68
56120 | STANDARD | BUTTERFIELD | MN | PRIMARY | 43.95 | -94.79
55920 | STANDARD | BYRON | MN | PRIMARY | 44.03 | -92.64
55921 | STANDARD | CALEDONIA | MN | PRIMARY | 43.63 | -91.5
55716 | PO BOX | CALUMET | MN | PRIMARY | 47.31 | -93.26
55008 | STANDARD | CAMBRIDGE | MN | PRIMARY | 45.56 | -93.22
56220 | STANDARD | CANBY | MN | PRIMARY | 44.71 | -96.26
55009 | STANDARD | CANNON FALLS | MN | PRIMARY | 44.51 | -92.9
55922 | STANDARD | CANTON | MN | PRIMARY | 43.53 | -91.92
56319 | STANDARD | CARLOS | MN | PRIMARY | 45.97 | -95.29
55718 | STANDARD | CARLTON | MN | PRIMARY | 46.66 | -92.42
55315 | STANDARD | CARVER | MN | PRIMARY | 44.76 | -93.62
56633 | STANDARD | CASS LAKE | MN | PRIMARY | 47.37 | -94.6
55010 | PO BOX | CASTLE ROCK | MN | PRIMARY | 44.58 | -93.09
55011 | STANDARD | CEDAR | MN | PRIMARY | 45.34 | -93.24
55002 | PO BOX | ALMELUND | MN | PRIMARY | 45.52 | -92.87
55012 | STANDARD | CENTER CITY | MN | PRIMARY | 45.39 | -92.81
56121 | STANDARD | CEYLON | MN | PRIMARY | 43.53 | -94.63
55316 | STANDARD | CHAMPLIN | MN | PRIMARY | 45.16 | -93.38
56122 | STANDARD | CHANDLER | MN | PRIMARY | 43.92 | -95.94
55317 | STANDARD | CHANHASSEN | MN | PRIMARY | 44.85 | -93.55
55318 | STANDARD | CHASKA | MN | PRIMARY | 44.82 | -93.6
55923 | STANDARD | CHATFIELD | MN | PRIMARY | 43.84 | -92.18
55013 | STANDARD | CHISAGO CITY | MN | PRIMARY | 45.37 | -92.88
55719 | STANDARD | CHISHOLM | MN | PRIMARY | 47.48 | -92.87
56221 | STANDARD | CHOKIO | MN | PRIMARY | 45.57 | -96.17
55014 | STANDARD | CIRCLE PINES | MN | PRIMARY | 45.13 | -93.15
56222 | STANDARD | CLARA CITY | MN | PRIMARY | 44.95 | -95.36
55924 | STANDARD | CLAREMONT | MN | PRIMARY | 44.04 | -92.99
56440 | STANDARD | CLARISSA | MN | PRIMARY | 46.12 | -94.94
56223 | STANDARD | CLARKFIELD | MN | PRIMARY | 44.79 | -95.8
56016 | STANDARD | CLARKS GROVE | MN | PRIMARY | 43.76 | -93.32
56634 | STANDARD | CLEARBROOK | MN | PRIMARY | 47.69 | -95.42
56652 | STANDARD | LEONARD | MN | PRIMARY | 47.65 | -95.26
55319 | STANDARD | CLEAR LAKE | MN | PRIMARY | 45.44 | -93.99
55320 | STANDARD | CLEARWATER | MN | PRIMARY | 45.41 | -94.04
56224 | STANDARD | CLEMENTS | MN | PRIMARY | 44.37 | -95.05
56017 | STANDARD | CLEVELAND | MN | PRIMARY | 44.32 | -93.83
56225 | STANDARD | CLINTON | MN | PRIMARY | 45.46 | -96.44
56226 | STANDARD | CLONTARF | MN | PRIMARY | 45.37 | -95.67
55720 | STANDARD | CLOQUET | MN | PRIMARY | 46.72 | -92.49
55721 | STANDARD | COHASSET | MN | PRIMARY | 47.26 | -93.62
55321 | STANDARD | COKATO | MN | PRIMARY | 45.07 | -94.18
56320 | STANDARD | COLD SPRING | MN | PRIMARY | 45.45 | -94.43
55722 | PO BOX | COLERAINE | MN | PRIMARY | 47.3 | -93.42
56321 | PO BOX | COLLEGEVILLE | MN | PRIMARY | 45.64 | -94.31
55322 | STANDARD | COLOGNE | MN | PRIMARY | 44.77 | -93.78
56019 | STANDARD | COMFREY | MN | PRIMARY | 44.11 | -94.9
56020 | PO BOX | CONGER | MN | PRIMARY | 43.61 | -93.52
55723 | STANDARD | COOK | MN | PRIMARY | 47.85 | -92.68
56227 | STANDARD | CORRELL | MN | PRIMARY | 45.23 | -96.16
56228 | STANDARD | COSMOS | MN | PRIMARY | 44.93 | -94.69
55016 | STANDARD | COTTAGE GROVE | MN | PRIMARY | 44.81 | -92.92
55717 | STANDARD | CANYON | MN | PRIMARY | 47.06 | -92.4
55724 | STANDARD | COTTON | MN | PRIMARY | 47.16 | -92.47
55766 | PO BOX | MELRUDE | MN | PRIMARY | 47.24 | -92.42
56229 | STANDARD | COTTONWOOD | MN | PRIMARY | 44.6 | -95.67
56021 | STANDARD | COURTLAND | MN | PRIMARY | 44.26 | -94.34
55725 | STANDARD | CRANE LAKE | MN | PRIMARY | 48.26 | -92.48
55726 | STANDARD | CROMWELL | MN | PRIMARY | 46.67 | -92.87
56441 | STANDARD | CROSBY | MN | PRIMARY | 46.49 | -93.95
56442 | STANDARD | CROSSLAKE | MN | PRIMARY | 46.68 | -94.09
55323 | PO BOX | CRYSTAL BAY | MN | PRIMARY | 44.97 | -93.59
56123 | STANDARD | CURRIE | MN | PRIMARY | 44.07 | -95.66
56443 | STANDARD | CUSHING | MN | PRIMARY | 46.19 | -94.57
56323 | STANDARD | CYRUS | MN | PRIMARY | 45.61 | -95.73
55925 | STANDARD | DAKOTA | MN | PRIMARY | 43.91 | -91.35
55017 | STANDARD | DALBO | MN | PRIMARY | 45.68 | -93.45
56324 | STANDARD | DALTON | MN | PRIMARY | 46.17 | -95.91
56230 | STANDARD | DANUBE | MN | PRIMARY | 44.79 | -95.1
56231 | STANDARD | DANVERS | MN | PRIMARY | 45.28 | -95.75
56022 | PO BOX | DARFUR | MN | PRIMARY | 44.05 | -94.83
55324 | STANDARD | DARWIN | MN | PRIMARY | 45.09 | -94.4
55325 | STANDARD | DASSEL | MN | PRIMARY | 45.08 | -94.3
56232 | STANDARD | DAWSON | MN | PRIMARY | 44.92 | -96.04
55327 | STANDARD | DAYTON | MN | PRIMARY | 45.18 | -93.47
56631 | PO BOX | BOWSTRING | MN | PRIMARY | 47.54 | -93.79
56636 | STANDARD | DEER RIVER | MN | PRIMARY | 47.33 | -93.79
56637 | STANDARD | TALMOON | MN | PRIMARY | 47.6 | -93.77
56659 | STANDARD | MAX | MN | PRIMARY | 47.61 | -94.06
56688 | STANDARD | WIRT | MN | PRIMARY | 47.73 | -93.96
56444 | STANDARD | DEERWOOD | MN | PRIMARY | 46.47 | -93.89
55328 | STANDARD | DELANO | MN | PRIMARY | 45.04 | -93.78
56023 | STANDARD | DELAVAN | MN | PRIMARY | 43.76 | -94.01
55018 | STANDARD | DENNISON | MN | PRIMARY | 44.4 | -93.02
55926 | STANDARD | DEXTER | MN | PRIMARY | 43.71 | -92.7
55933 | STANDARD | ELKTON | MN | PRIMARY | 43.65 | -92.7
55927 | STANDARD | DODGE CENTER | MN | PRIMARY | 44.02 | -92.84
56235 | STANDARD | DONNELLY | MN | PRIMARY | 45.69 | -96.01
55929 | STANDARD | DOVER | MN | PRIMARY | 43.96 | -92.13
56125 | PO BOX | DOVRAY | MN | PRIMARY | 44.05 | -95.54
55701 | STANDARD | ADOLPH | MN | PRIMARY | 46.84 | -92.22
55801 | PO BOX | DULUTH | MN | PRIMARY | 46.78 | -92.11
55802 | STANDARD | DULUTH | MN | PRIMARY | 46.78 | -92.11
55803 | STANDARD | DULUTH | MN | PRIMARY | 46.78 | -92.11
55804 | STANDARD | DULUTH | MN | PRIMARY | 46.78 | -92.11
55805 | STANDARD | DULUTH | MN | PRIMARY | 46.78 | -92.11
55806 | STANDARD | DULUTH | MN | PRIMARY | 46.78 | -92.11
55807 | STANDARD | DULUTH | MN | PRIMARY | 46.78 | -92.11
55808 | STANDARD | DULUTH | MN | PRIMARY | 46.78 | -92.11
55810 | STANDARD | DULUTH | MN | PRIMARY | 46.78 | -92.11
55811 | STANDARD | DULUTH | MN | PRIMARY | 46.78 | -92.11
55812 | STANDARD | DULUTH | MN | PRIMARY | 46.78 | -92.11
55814 | PO BOX | DULUTH | MN | PRIMARY | 46.78 | -92.11
55815 | PO BOX | DULUTH | MN | PRIMARY | 46.78 | -92.11
55816 | PO BOX | DULUTH | MN | PRIMARY | 46.78 | -92.11
56236 | STANDARD | DUMONT | MN | PRIMARY | 45.71 | -96.42
55019 | STANDARD | DUNDAS | MN | PRIMARY | 44.42 | -93.2
56127 | STANDARD | DUNNELL | MN | PRIMARY | 43.56 | -94.77
56446 | STANDARD | EAGLE BEND | MN | PRIMARY | 46.16 | -95.03
56024 | STANDARD | EAGLE LAKE | MN | PRIMARY | 44.15 | -93.88
56025 | STANDARD | EASTON | MN | PRIMARY | 43.76 | -93.9
56237 | STANDARD | ECHO | MN | PRIMARY | 44.62 | -95.41
55329 | STANDARD | EDEN VALLEY | MN | PRIMARY | 45.32 | -94.54
56128 | STANDARD | EDGERTON | MN | PRIMARY | 43.87 | -96.13
55931 | STANDARD | EITZEN | MN | PRIMARY | 43.5 | -91.46
55932 | STANDARD | ELGIN | MN | PRIMARY | 44.13 | -92.25
55330 | STANDARD | ELK RIVER | MN | PRIMARY | 45.33 | -93.56
56026 | STANDARD | ELLENDALE | MN | PRIMARY | 43.87 | -93.3
56129 | STANDARD | ELLSWORTH | MN | PRIMARY | 43.52 | -96.01
56027 | STANDARD | ELMORE | MN | PRIMARY | 43.5 | -94.08
56325 | PO BOX | ELROSA | MN | PRIMARY | 45.56 | -94.94
55731 | STANDARD | ELY | MN | PRIMARY | 47.9 | -91.85
55796 | PO BOX | WINTON | MN | PRIMARY | 47.92 | -91.8
56028 | STANDARD | ELYSIAN | MN | PRIMARY | 44.2 | -93.67
55732 | STANDARD | EMBARRASS | MN | PRIMARY | 47.65 | -92.19
56447 | STANDARD | EMILY | MN | PRIMARY | 46.75 | -93.96
56029 | STANDARD | EMMONS | MN | PRIMARY | 43.5 | -93.48
55733 | STANDARD | ESKO | MN | PRIMARY | 46.7 | -92.36
56326 | STANDARD | EVANSVILLE | MN | PRIMARY | 46 | -95.68
55734 | STANDARD | EVELETH | MN | PRIMARY | 47.46 | -92.54
55331 | STANDARD | EXCELSIOR | MN | PRIMARY | 44.9 | -93.56
55934 | STANDARD | EYOTA | MN | PRIMARY | 43.98 | -92.22
55332 | STANDARD | FAIRFAX | MN | PRIMARY | 44.52 | -94.72
56031 | STANDARD | FAIRMONT | MN | PRIMARY | 43.64 | -94.45
56075 | PO BOX | NORTHROP | MN | PRIMARY | 43.73 | -94.43
55021 | STANDARD | FARIBAULT | MN | PRIMARY | 44.29 | -93.27
55024 | STANDARD | FARMINGTON | MN | PRIMARY | 44.65 | -93.17
56448 | STANDARD | FIFTY LAKES | MN | PRIMARY | 46.74 | -94.09
55603 | STANDARD | FINLAND | MN | PRIMARY | 47.41 | -91.24
55735 | STANDARD | FINLAYSON | MN | PRIMARY | 46.2 | -92.92
56328 | PO BOX | FLENSBURG | MN | PRIMARY | 45.94 | -94.53
55736 | STANDARD | FLOODWOOD | MN | PRIMARY | 46.92 | -92.91
56329 | STANDARD | FOLEY | MN | PRIMARY | 45.66 | -93.9
56357 | STANDARD | OAK PARK | MN | PRIMARY | 45.69 | -93.94
55738 | STANDARD | FORBES | MN | PRIMARY | 47.28 | -92.61
55025 | STANDARD | FOREST LAKE | MN | PRIMARY | 45.27 | -92.98
56330 | STANDARD | FORESTON | MN | PRIMARY | 45.73 | -93.7
56449 | STANDARD | FORT RIPLEY | MN | PRIMARY | 46.16 | -94.36
55935 | STANDARD | FOUNTAIN | MN | PRIMARY | 43.74 | -92.13
55333 | STANDARD | FRANKLIN | MN | PRIMARY | 44.53 | -94.88
56032 | PO BOX | FREEBORN | MN | PRIMARY | 43.76 | -93.56
56331 | STANDARD | FREEPORT | MN | PRIMARY | 45.66 | -94.68
55026 | STANDARD | FRONTENAC | MN | PRIMARY | 44.49 | -92.35
56033 | STANDARD | FROST | MN | PRIMARY | 43.58 | -93.92
56131 | STANDARD | FULDA | MN | PRIMARY | 43.87 | -95.6
56034 | STANDARD | GARDEN CITY | MN | PRIMARY | 44.04 | -94.18
56332 | STANDARD | GARFIELD | MN | PRIMARY | 45.94 | -95.49
56450 | STANDARD | GARRISON | MN | PRIMARY | 46.3 | -93.82
55334 | STANDARD | GAYLORD | MN | PRIMARY | 44.55 | -94.21
56035 | PO BOX | GENEVA | MN | PRIMARY | 43.82 | -93.26
56239 | STANDARD | GHENT | MN | PRIMARY | 44.51 | -95.89
55335 | STANDARD | GIBBON | MN | PRIMARY | 44.53 | -94.52
55741 | STANDARD | GILBERT | MN | PRIMARY | 47.49 | -92.46
56333 | PO BOX | GILMAN | MN | PRIMARY | 45.73 | -93.95
55336 | STANDARD | GLENCOE | MN | PRIMARY | 44.76 | -94.14
56036 | STANDARD | GLENVILLE | MN | PRIMARY | 43.56 | -93.27
56334 | STANDARD | GLENWOOD | MN | PRIMARY | 45.65 | -95.38
56644 | STANDARD | GONVICK | MN | PRIMARY | 47.73 | -95.51
55027 | STANDARD | GOODHUE | MN | PRIMARY | 44.4 | -92.62
56037 | STANDARD | GOOD THUNDER | MN | PRIMARY | 44 | -94.07
56210 | PO BOX | BARRY | MN | PRIMARY | 45.55 | -96.55
56240 | STANDARD | GRACEVILLE | MN | PRIMARY | 45.56 | -96.43
56039 | STANDARD | GRANADA | MN | PRIMARY | 43.69 | -94.34
55604 | STANDARD | GRAND MARAIS | MN | PRIMARY | 47.75 | -90.34
55936 | STANDARD | GRAND MEADOW | MN | PRIMARY | 43.7 | -92.57
55605 | STANDARD | GRAND PORTAGE | MN | PRIMARY | 47.96 | -89.68
55730 | PO BOX | GRAND RAPIDS | MN | PRIMARY | 47.22 | -93.52
55744 | STANDARD | GRAND RAPIDS | MN | PRIMARY | 47.22 | -93.52
55745 | UNIQUE | GRAND RAPIDS | MN | PRIMARY | 47.22 | -93.52
55029 | PO BOX | GRANDY | MN | PRIMARY | 45.63 | -93.17
56241 | STANDARD | GRANITE FALLS | MN | PRIMARY | 44.81 | -95.53
55030 | STANDARD | GRASSTON | MN | PRIMARY | 45.85 | -93.08
55036 | STANDARD | HENRIETTE | MN | PRIMARY | 45.87 | -93.12
55338 | STANDARD | GREEN ISLE | MN | PRIMARY | 44.67 | -94
56335 | PO BOX | GREENWALD | MN | PRIMARY | 45.6 | -94.85
56336 | STANDARD | GREY EAGLE | MN | PRIMARY | 45.82 | -94.74
56243 | STANDARD | GROVE CITY | MN | PRIMARY | 45.15 | -94.68
56646 | STANDARD | GULLY | MN | PRIMARY | 47.76 | -95.62
56452 | STANDARD | HACKENSACK | MN | PRIMARY | 46.92 | -94.51
55339 | STANDARD | HAMBURG | MN | PRIMARY | 44.73 | -93.96
55340 | STANDARD | HAMEL | MN | PRIMARY | 45.07 | -93.58
55031 | STANDARD | HAMPTON | MN | PRIMARY | 44.6 | -93
56244 | STANDARD | HANCOCK | MN | PRIMARY | 45.49 | -95.79
56245 | STANDARD | HANLEY FALLS | MN | PRIMARY | 44.69 | -95.61
55341 | STANDARD | HANOVER | MN | PRIMARY | 45.15 | -93.65
56041 | STANDARD | HANSKA | MN | PRIMARY | 44.14 | -94.49
56134 | STANDARD | HARDWICK | MN | PRIMARY | 43.77 | -96.19
55939 | STANDARD | HARMONY | MN | PRIMARY | 43.55 | -92
55032 | STANDARD | HARRIS | MN | PRIMARY | 45.6 | -92.98
56042 | STANDARD | HARTLAND | MN | PRIMARY | 43.8 | -93.48
55033 | STANDARD | HASTINGS | MN | PRIMARY | 44.73 | -92.85
55940 | STANDARD | HAYFIELD | MN | PRIMARY | 43.89 | -92.84
55973 | STANDARD | SARGEANT | MN | PRIMARY | 43.8 | -92.8
56043 | STANDARD | HAYWARD | MN | PRIMARY | 43.64 | -93.24
55342 | STANDARD | HECTOR | MN | PRIMARY | 44.74 | -94.71
56044 | STANDARD | HENDERSON | MN | PRIMARY | 44.53 | -93.9
56136 | STANDARD | HENDRICKS | MN | PRIMARY | 44.5 | -96.42
56248 | STANDARD | HERMAN | MN | PRIMARY | 45.81 | -96.13
56137 | STANDARD | HERON LAKE | MN | PRIMARY | 43.79 | -95.32
56453 | STANDARD | HEWITT | MN | PRIMARY | 46.32 | -95.08
55746 | STANDARD | HIBBING | MN | PRIMARY | 47.4 | -92.94
55747 | PO BOX | HIBBING | MN | PRIMARY | 47.4 | -92.94
55748 | STANDARD | HILL CITY | MN | PRIMARY | 46.98 | -93.59
55785 | STANDARD | SWATARA | MN | PRIMARY | 46.89 | -93.67
56138 | STANDARD | HILLS | MN | PRIMARY | 43.52 | -96.36
55037 | STANDARD | HINCKLEY | MN | PRIMARY | 46.01 | -92.93
56647 | STANDARD | HINES | MN | PRIMARY | 47.68 | -94.63
56339 | STANDARD | HOFFMAN | MN | PRIMARY | 45.83 | -95.78
55941 | STANDARD | HOKAH | MN | PRIMARY | 43.76 | -91.35
56340 | STANDARD | HOLDINGFORD | MN | PRIMARY | 45.73 | -94.47
56139 | STANDARD | HOLLAND | MN | PRIMARY | 44.09 | -96.19
56045 | STANDARD | HOLLANDALE | MN | PRIMARY | 43.75 | -93.2
56249 | STANDARD | HOLLOWAY | MN | PRIMARY | 45.24 | -95.91
56341 | PO BOX | HOLMES CITY | MN | PRIMARY | 45.8 | -95.57
56046 | PO BOX | HOPE | MN | PRIMARY | 43.97 | -93.34
55305 | STANDARD | HOPKINS | MN | PRIMARY | 44.92 | -93.4
55343 | STANDARD | HOPKINS | MN | PRIMARY | 44.92 | -93.4
55344 | STANDARD | EDEN PRAIRIE | MN | PRIMARY | 44.84 | -93.45
55345 | STANDARD | MINNETONKA | MN | PRIMARY | 44.93 | -93.46
55346 | STANDARD | EDEN PRAIRIE | MN | PRIMARY | 44.84 | -93.45
55347 | STANDARD | EDEN PRAIRIE | MN | PRIMARY | 44.84 | -93.45
55943 | STANDARD | HOUSTON | MN | PRIMARY | 43.76 | -91.57
55606 | STANDARD | HOVLAND | MN | PRIMARY | 47.83 | -89.97
55349 | STANDARD | HOWARD LAKE | MN | PRIMARY | 45.05 | -94.06
55575 | PO BOX | HOWARD LAKE | MN | PRIMARY | 45.05 | -94.06
55750 | STANDARD | HOYT LAKES | MN | PRIMARY | 47.55 | -92.11
55038 | STANDARD | HUGO | MN | PRIMARY | 45.15 | -92.96
55350 | STANDARD | HUTCHINSON | MN | PRIMARY | 44.88 | -94.37
56649 | STANDARD | INTERNATIONAL FALLS | MN | PRIMARY | 48.58 | -93.4
56141 | STANDARD | IONA | MN | PRIMARY | 43.91 | -95.78
55751 | STANDARD | IRON | MN | PRIMARY | 47.41 | -92.64
56455 | STANDARD | IRONTON | MN | PRIMARY | 46.48 | -93.99
55040 | STANDARD | ISANTI | MN | PRIMARY | 45.48 | -93.25
56342 | STANDARD | ISLE | MN | PRIMARY | 46.14 | -93.46
56142 | STANDARD | IVANHOE | MN | PRIMARY | 44.46 | -96.25
56143 | STANDARD | JACKSON | MN | PRIMARY | 43.62 | -94.98
56048 | STANDARD | JANESVILLE | MN | PRIMARY | 44.11 | -93.7
56144 | STANDARD | JASPER | MN | PRIMARY | 43.84 | -96.39
56145 | STANDARD | JEFFERS | MN | PRIMARY | 44.05 | -95.19
55352 | STANDARD | JORDAN | MN | PRIMARY | 44.66 | -93.63
56251 | STANDARD | KANDIYOHI | MN | PRIMARY | 45.13 | -94.93
56050 | STANDARD | KASOTA | MN | PRIMARY | 44.29 | -93.96
55944 | STANDARD | KASSON | MN | PRIMARY | 44.02 | -92.75
55753 | PO BOX | KEEWATIN | MN | PRIMARY | 47.4 | -93.08
56650 | STANDARD | KELLIHER | MN | PRIMARY | 47.94 | -94.44
55945 | STANDARD | KELLOGG | MN | PRIMARY | 44.3 | -91.99
56147 | STANDARD | KENNETH | MN | PRIMARY | 43.75 | -96.07
56343 | STANDARD | KENSINGTON | MN | PRIMARY | 45.77 | -95.69
55946 | STANDARD | KENYON | MN | PRIMARY | 44.27 | -92.98
56252 | STANDARD | KERKHOVEN | MN | PRIMARY | 45.19 | -95.32
55756 | STANDARD | KERRICK | MN | PRIMARY | 46.33 | -92.58
55757 | STANDARD | KETTLE RIVER | MN | PRIMARY | 46.48 | -92.87
56051 | STANDARD | KIESTER | MN | PRIMARY | 43.53 | -93.71
56052 | STANDARD | KILKENNY | MN | PRIMARY | 44.31 | -93.57
55353 | STANDARD | KIMBALL | MN | PRIMARY | 45.31 | -94.3
55609 | PO BOX | KNIFE RIVER | MN | PRIMARY | 46.95 | -91.78
55947 | STANDARD | LA CRESCENT | MN | PRIMARY | 43.82 | -91.3
56054 | STANDARD | LAFAYETTE | MN | PRIMARY | 44.44 | -94.39
56149 | STANDARD | LAKE BENTON | MN | PRIMARY | 44.26 | -96.29
55041 | STANDARD | LAKE CITY | MN | PRIMARY | 44.44 | -92.27
56055 | STANDARD | LAKE CRYSTAL | MN | PRIMARY | 44.1 | -94.21
55042 | STANDARD | LAKE ELMO | MN | PRIMARY | 44.99 | -92.9
56150 | STANDARD | LAKEFIELD | MN | PRIMARY | 43.67 | -95.17
56458 | STANDARD | LAKE GEORGE | MN | PRIMARY | 47.2 | -94.99
55043 | STANDARD | LAKELAND | MN | PRIMARY | 44.95 | -92.77
56253 | STANDARD | LAKE LILLIAN | MN | PRIMARY | 44.94 | -94.88
55044 | STANDARD | LAKEVILLE | MN | PRIMARY | 44.67 | -93.24
56151 | STANDARD | LAKE WILSON | MN | PRIMARY | 43.99 | -95.95
56152 | STANDARD | LAMBERTON | MN | PRIMARY | 44.22 | -95.26
55949 | STANDARD | LANESBORO | MN | PRIMARY | 43.71 | -91.97
55950 | PO BOX | LANSING | MN | PRIMARY | 43.74 | -92.96
56461 | STANDARD | LAPORTE | MN | PRIMARY | 47.21 | -94.75
56056 | PO BOX | LA SALLE | MN | PRIMARY | 44.07 | -94.57
56057 | STANDARD | LE CENTER | MN | PRIMARY | 44.38 | -93.73
56651 | STANDARD | LENGBY | MN | PRIMARY | 47.51 | -95.63
56153 | PO BOX | LEOTA | MN | PRIMARY | 43.8 | -95.99
55951 | STANDARD | LE ROY | MN | PRIMARY | 43.51 | -92.5
55354 | STANDARD | LESTER PRAIRIE | MN | PRIMARY | 44.88 | -94.03
56058 | STANDARD | LE SUEUR | MN | PRIMARY | 44.46 | -93.9
55952 | STANDARD | LEWISTON | MN | PRIMARY | 43.98 | -91.86
56060 | STANDARD | LEWISVILLE | MN | PRIMARY | 43.92 | -94.43
55045 | STANDARD | LINDSTROM | MN | PRIMARY | 45.38 | -92.84
56155 | STANDARD | LISMORE | MN | PRIMARY | 43.74 | -95.94
55355 | STANDARD | LITCHFIELD | MN | PRIMARY | 45.11 | -94.52
56345 | STANDARD | LITTLE FALLS | MN | PRIMARY | 45.97 | -94.36
56653 | STANDARD | LITTLEFORK | MN | PRIMARY | 48.39 | -93.55
56669 | STANDARD | KABETOGAMA | MN | PRIMARY | 48.41 | -93.21
56654 | STANDARD | LOMAN | MN | PRIMARY | 48.51 | -93.8
55356 | STANDARD | LONG LAKE | MN | PRIMARY | 44.98 | -93.56
56347 | STANDARD | LONG PRAIRIE | MN | PRIMARY | 45.97 | -94.86
56655 | STANDARD | LONGVILLE | MN | PRIMARY | 46.98 | -94.21
55046 | STANDARD | LONSDALE | MN | PRIMARY | 44.47 | -93.42
55357 | STANDARD | LORETTO | MN | PRIMARY | 45.05 | -93.63
55595 | PO BOX | LORETTO | MN | PRIMARY | 45.05 | -93.63
55596 | PO BOX | LORETTO | MN | PRIMARY | 45.05 | -93.63
55597 | PO BOX | LORETTO | MN | PRIMARY | 45.05 | -93.63
55598 | PO BOX | LORETTO | MN | PRIMARY | 45.05 | -93.63
55599 | PO BOX | LORETTO | MN | PRIMARY | 45.05 | -93.63
56327 | STANDARD | FARWELL | MN | PRIMARY | 45.75 | -95.61
56349 | STANDARD | LOWRY | MN | PRIMARY | 45.7 | -95.51
56255 | STANDARD | LUCAN | MN | PRIMARY | 44.4 | -95.41
55612 | STANDARD | LUTSEN | MN | PRIMARY | 47.63 | -90.71
56156 | STANDARD | LUVERNE | MN | PRIMARY | 43.65 | -96.2
55953 | STANDARD | LYLE | MN | PRIMARY | 43.5 | -92.94
56157 | STANDARD | LYND | MN | PRIMARY | 44.38 | -95.89
56350 | STANDARD | MC GRATH | MN | PRIMARY | 46.24 | -93.27
55760 | STANDARD | MCGREGOR | MN | PRIMARY | 46.6 | -93.3
55954 | STANDARD | MABEL | MN | PRIMARY | 43.52 | -91.76
56062 | STANDARD | MADELIA | MN | PRIMARY | 44.04 | -94.41
56256 | STANDARD | MADISON | MN | PRIMARY | 45.01 | -96.18
56063 | STANDARD | MADISON LAKE | MN | PRIMARY | 44.2 | -93.81
56158 | STANDARD | MAGNOLIA | MN | PRIMARY | 43.64 | -96.07
55763 | STANDARD | MAKINEN | MN | PRIMARY | 47.35 | -92.36
56001 | STANDARD | MANKATO | MN | PRIMARY | 44.16 | -93.99
56002 | PO BOX | MANKATO | MN | PRIMARY | 44.16 | -93.99
56003 | STANDARD | MANKATO | MN | PRIMARY | 44.16 | -93.99
56006 | PO BOX | MANKATO | MN | PRIMARY | 44.16 | -93.99
55955 | STANDARD | MANTORVILLE | MN | PRIMARY | 44.06 | -92.75
55358 | STANDARD | MAPLE LAKE | MN | PRIMARY | 45.23 | -94
55348 | PO BOX | MAPLE PLAIN | MN | PRIMARY | 45 | -93.66
55359 | STANDARD | MAPLE PLAIN | MN | PRIMARY | 45 | -93.66
55393 | PO BOX | MAPLE PLAIN | MN | PRIMARY | 45 | -93.66
55570 | PO BOX | MAPLE PLAIN | MN | PRIMARY | 45 | -93.66
55571 | PO BOX | MAPLE PLAIN | MN | PRIMARY | 45 | -93.66
55574 | PO BOX | MAPLE PLAIN | MN | PRIMARY | 45 | -93.66
55576 | PO BOX | MAPLE PLAIN | MN | PRIMARY | 45 | -93.66
55578 | PO BOX | MAPLE PLAIN | MN | PRIMARY | 45 | -93.66
55579 | PO BOX | MAPLE PLAIN | MN | PRIMARY | 45 | -93.66
55592 | PO BOX | MAPLE PLAIN | MN | PRIMARY | 45 | -93.66
55593 | PO BOX | MAPLE PLAIN | MN | PRIMARY | 45 | -93.66
56065 | STANDARD | MAPLETON | MN | PRIMARY | 43.92 | -93.95
55764 | PO BOX | MARBLE | MN | PRIMARY | 47.32 | -93.29
56657 | STANDARD | MARCELL | MN | PRIMARY | 47.59 | -93.69
56257 | STANDARD | MARIETTA | MN | PRIMARY | 45.01 | -96.41
55047 | STANDARD | MARINE ON SAINT CROIX | MN | PRIMARY | 45.2 | -92.78
56258 | STANDARD | MARSHALL | MN | PRIMARY | 44.45 | -95.78
55360 | STANDARD | MAYER | MN | PRIMARY | 44.88 | -93.88
56260 | STANDARD | MAYNARD | MN | PRIMARY | 44.9 | -95.46
55956 | STANDARD | MAZEPPA | MN | PRIMARY | 44.27 | -92.54
55765 | STANDARD | MEADOWLANDS | MN | PRIMARY | 47.07 | -92.73
55049 | STANDARD | MEDFORD | MN | PRIMARY | 44.17 | -93.24
56352 | STANDARD | MELROSE | MN | PRIMARY | 45.67 | -94.81
56464 | STANDARD | MENAHGA | MN | PRIMARY | 46.74 | -95.1
56465 | STANDARD | MERRIFIELD | MN | PRIMARY | 46.46 | -94.17
56353 | STANDARD | MILACA | MN | PRIMARY | 45.75 | -93.65
56363 | PO BOX | PEASE | MN | PRIMARY | 45.69 | -93.65
56262 | STANDARD | MILAN | MN | PRIMARY | 45.11 | -95.91
55957 | STANDARD | MILLVILLE | MN | PRIMARY | 44.24 | -92.29
56263 | STANDARD | MILROY | MN | PRIMARY | 44.41 | -95.55
56354 | STANDARD | MILTONA | MN | PRIMARY | 46.04 | -95.29
55401 | STANDARD | MINNEAPOLIS | MN | PRIMARY | 44.96 | -93.26
55402 | STANDARD | MINNEAPOLIS | MN | PRIMARY | 44.96 | -93.26
55403 | STANDARD | MINNEAPOLIS | MN | PRIMARY | 44.96 | -93.26
55404 | STANDARD | MINNEAPOLIS | MN | PRIMARY | 44.96 | -93.26
55405 | STANDARD | MINNEAPOLIS | MN | PRIMARY | 44.96 | -93.26
55406 | STANDARD | MINNEAPOLIS | MN | PRIMARY | 44.96 | -93.26
55407 | STANDARD | MINNEAPOLIS | MN | PRIMARY | 44.96 | -93.26
55408 | STANDARD | MINNEAPOLIS | MN | PRIMARY | 44.96 | -93.26
55409 | STANDARD | MINNEAPOLIS | MN | PRIMARY | 44.96 | -93.26
55410 | STANDARD | MINNEAPOLIS | MN | PRIMARY | 44.96 | -93.26
55411 | STANDARD | MINNEAPOLIS | MN | PRIMARY | 44.96 | -93.26
55412 | STANDARD | MINNEAPOLIS | MN | PRIMARY | 44.96 | -93.26
55413 | STANDARD | MINNEAPOLIS | MN | PRIMARY | 44.96 | -93.26
55414 | STANDARD | MINNEAPOLIS | MN | PRIMARY | 44.96 | -93.26
55415 | STANDARD | MINNEAPOLIS | MN | PRIMARY | 44.96 | -93.26
55416 | STANDARD | MINNEAPOLIS | MN | PRIMARY | 44.96 | -93.26
55417 | STANDARD | MINNEAPOLIS | MN | PRIMARY | 44.96 | -93.26
55418 | STANDARD | MINNEAPOLIS | MN | PRIMARY | 44.96 | -93.26
55419 | STANDARD | MINNEAPOLIS | MN | PRIMARY | 44.96 | -93.26
55420 | STANDARD | MINNEAPOLIS | MN | PRIMARY | 44.96 | -93.26
55421 | STANDARD | MINNEAPOLIS | MN | PRIMARY | 44.96 | -93.26
55422 | STANDARD | MINNEAPOLIS | MN | PRIMARY | 44.96 | -93.26
55423 | STANDARD | MINNEAPOLIS | MN | PRIMARY | 44.96 | -93.26
55424 | STANDARD | MINNEAPOLIS | MN | PRIMARY | 44.96 | -93.26
55425 | STANDARD | MINNEAPOLIS | MN | PRIMARY | 44.96 | -93.26
55426 | STANDARD | MINNEAPOLIS | MN | PRIMARY | 44.96 | -93.26
55427 | STANDARD | MINNEAPOLIS | MN | PRIMARY | 44.96 | -93.26
55428 | STANDARD | MINNEAPOLIS | MN | PRIMARY | 44.96 | -93.26
55429 | STANDARD | MINNEAPOLIS | MN | PRIMARY | 44.96 | -93.26
55430 | STANDARD | MINNEAPOLIS | MN | PRIMARY | 44.96 | -93.26
55431 | STANDARD | MINNEAPOLIS | MN | PRIMARY | 44.96 | -93.26
55432 | STANDARD | MINNEAPOLIS | MN | PRIMARY | 44.96 | -93.26
55433 | STANDARD | MINNEAPOLIS | MN | PRIMARY | 44.96 | -93.26
55434 | STANDARD | MINNEAPOLIS | MN | PRIMARY | 44.96 | -93.26
55435 | STANDARD | MINNEAPOLIS | MN | PRIMARY | 44.96 | -93.26
55436 | STANDARD | MINNEAPOLIS | MN | PRIMARY | 44.96 | -93.26
55437 | STANDARD | MINNEAPOLIS | MN | PRIMARY | 44.96 | -93.26
55438 | STANDARD | MINNEAPOLIS | MN | PRIMARY | 44.96 | -93.26
55439 | STANDARD | MINNEAPOLIS | MN | PRIMARY | 44.96 | -93.26
55440 | PO BOX | MINNEAPOLIS | MN | PRIMARY | 44.96 | -93.26
55441 | STANDARD | MINNEAPOLIS | MN | PRIMARY | 44.96 | -93.26
55442 | STANDARD | MINNEAPOLIS | MN | PRIMARY | 44.96 | -93.26
55443 | STANDARD | MINNEAPOLIS | MN | PRIMARY | 44.96 | -93.26
55444 | STANDARD | MINNEAPOLIS | MN | PRIMARY | 44.96 | -93.26
55445 | STANDARD | MINNEAPOLIS | MN | PRIMARY | 44.96 | -93.26
55446 | STANDARD | MINNEAPOLIS | MN | PRIMARY | 44.96 | -93.26
55447 | STANDARD | MINNEAPOLIS | MN | PRIMARY | 44.96 | -93.26
55448 | STANDARD | MINNEAPOLIS | MN | PRIMARY | 44.96 | -93.26
55449 | STANDARD | MINNEAPOLIS | MN | PRIMARY | 44.96 | -93.26
55450 | STANDARD | MINNEAPOLIS | MN | PRIMARY | 44.96 | -93.26
55454 | STANDARD | MINNEAPOLIS | MN | PRIMARY | 44.96 | -93.26
55455 | STANDARD | MINNEAPOLIS | MN | PRIMARY | 44.96 | -93.26
55458 | PO BOX | MINNEAPOLIS | MN | PRIMARY | 44.96 | -93.26
55459 | PO BOX | MINNEAPOLIS | MN | PRIMARY | 44.96 | -93.26
55460 | PO BOX | MINNEAPOLIS | MN | PRIMARY | 44.96 | -93.26
55467 | UNIQUE | MINNEAPOLIS | MN | PRIMARY | 44.97 | -93.26
55470 | PO BOX | MINNEAPOLIS | MN | PRIMARY | 44.96 | -93.26
55472 | UNIQUE | MINNEAPOLIS | MN | PRIMARY | 44.96 | -93.26
55473 | PO BOX | MINNEAPOLIS | MN | PRIMARY | 44.96 | -93.26
55474 | UNIQUE | MINNEAPOLIS | MN | PRIMARY | 44.96 | -93.26
55478 | UNIQUE | MINNEAPOLIS | MN | PRIMARY | 44.96 | -93.26
55479 | UNIQUE | MINNEAPOLIS | MN | PRIMARY | 44.96 | -93.26
55480 | PO BOX | MINNEAPOLIS | MN | PRIMARY | 44.96 | -93.26
55483 | UNIQUE | MINNEAPOLIS | MN | PRIMARY | 44.96 | -93.26
55484 | UNIQUE | MINNEAPOLIS | MN | PRIMARY | 44.96 | -93.26
55485 | UNIQUE | MINNEAPOLIS | MN | PRIMARY | 44.96 | -93.26
55486 | UNIQUE | MINNEAPOLIS | MN | PRIMARY | 44.96 | -93.26
55487 | UNIQUE | MINNEAPOLIS | MN | PRIMARY | 44.96 | -93.26
55488 | UNIQUE | MINNEAPOLIS | MN | PRIMARY | 44.96 | -93.26
56264 | STANDARD | MINNEOTA | MN | PRIMARY | 44.56 | -95.98
55959 | STANDARD | MINNESOTA CITY | MN | PRIMARY | 44.09 | -91.75
56068 | STANDARD | MINNESOTA LAKE | MN | PRIMARY | 43.84 | -93.82
56660 | STANDARD | MIZPAH | MN | PRIMARY | 47.92 | -94.21
56265 | STANDARD | MONTEVIDEO | MN | PRIMARY | 44.95 | -95.71
56069 | STANDARD | MONTGOMERY | MN | PRIMARY | 44.43 | -93.58
55362 | STANDARD | MONTICELLO | MN | PRIMARY | 45.3 | -93.8
55365 | PO BOX | MONTICELLO | MN | PRIMARY | 45.3 | -93.8
55565 | PO BOX | MONTICELLO | MN | PRIMARY | 45.3 | -93.8
55580 | PO BOX | MONTICELLO | MN | PRIMARY | 45.3 | -93.8
55581 | PO BOX | MONTICELLO | MN | PRIMARY | 45.3 | -93.8
55582 | PO BOX | MONTICELLO | MN | PRIMARY | 45.3 | -93.8
55584 | PO BOX | MONTICELLO | MN | PRIMARY | 45.3 | -93.8
55585 | PO BOX | MONTICELLO | MN | PRIMARY | 45.3 | -93.8
55586 | PO BOX | MONTICELLO | MN | PRIMARY | 45.3 | -93.8
55587 | PO BOX | MONTICELLO | MN | PRIMARY | 45.3 | -93.8
55588 | PO BOX | MONTICELLO | MN | PRIMARY | 45.3 | -93.8
55589 | PO BOX | MONTICELLO | MN | PRIMARY | 45.3 | -93.8
55590 | PO BOX | MONTICELLO | MN | PRIMARY | 45.3 | -93.8
55591 | PO BOX | MONTICELLO | MN | PRIMARY | 45.3 | -93.8
55363 | STANDARD | MONTROSE | MN | PRIMARY | 45.06 | -93.91
55767 | STANDARD | MOOSE LAKE | MN | PRIMARY | 46.44 | -92.76
55051 | STANDARD | MORA | MN | PRIMARY | 45.87 | -93.29
56266 | STANDARD | MORGAN | MN | PRIMARY | 44.41 | -94.92
56267 | STANDARD | MORRIS | MN | PRIMARY | 45.58 | -95.9
55052 | STANDARD | MORRISTOWN | MN | PRIMARY | 44.22 | -93.44
56270 | STANDARD | MORTON | MN | PRIMARY | 44.55 | -94.98
56466 | STANDARD | MOTLEY | MN | PRIMARY | 46.33 | -94.64
55364 | STANDARD | MOUND | MN | PRIMARY | 44.93 | -93.66
55758 | STANDARD | KINNEY | MN | PRIMARY | 47.52 | -92.72
55768 | STANDARD | MOUNTAIN IRON | MN | PRIMARY | 47.52 | -92.62
56159 | STANDARD | MOUNTAIN LAKE | MN | PRIMARY | 43.94 | -94.92
56271 | STANDARD | MURDOCK | MN | PRIMARY | 45.22 | -95.39
55769 | STANDARD | NASHWAUK | MN | PRIMARY | 47.38 | -93.16
56355 | STANDARD | NELSON | MN | PRIMARY | 45.88 | -95.26
55053 | STANDARD | NERSTRAND | MN | PRIMARY | 44.34 | -93.06
56467 | STANDARD | NEVIS | MN | PRIMARY | 46.96 | -94.84
55366 | PO BOX | NEW AUBURN | MN | PRIMARY | 44.67 | -94.22
55367 | STANDARD | NEW GERMANY | MN | PRIMARY | 44.88 | -93.97
56273 | STANDARD | NEW LONDON | MN | PRIMARY | 45.29 | -94.94
55020 | STANDARD | ELKO NEW MARKET | MN | PRIMARY | 44.56 | -93.32
55054 | STANDARD | ELKO NEW MARKET | MN | PRIMARY | 44.57 | -93.34
56356 | PO BOX | NEW MUNICH | MN | PRIMARY | 45.63 | -94.75
55055 | STANDARD | NEWPORT | MN | PRIMARY | 44.87 | -92.99
56071 | STANDARD | NEW PRAGUE | MN | PRIMARY | 44.54 | -93.57
56072 | STANDARD | NEW RICHLAND | MN | PRIMARY | 43.89 | -93.49
56030 | PO BOX | ESSIG | MN | PRIMARY | 44.32 | -94.57
56073 | STANDARD | NEW ULM | MN | PRIMARY | 44.31 | -94.46
56084 | PO BOX | SEARLES | MN | PRIMARY | 44.25 | -94.46
56074 | STANDARD | NICOLLET | MN | PRIMARY | 44.27 | -94.18
56459 | PO BOX | LAKE HUBERT | MN | PRIMARY | 46.5 | -94.25
56468 | STANDARD | NISSWA | MN | PRIMARY | 46.5 | -94.29
56274 | STANDARD | NORCROSS | MN | PRIMARY | 45.86 | -96.19
55056 | STANDARD | NORTH BRANCH | MN | PRIMARY | 45.51 | -92.97
55057 | STANDARD | NORTHFIELD | MN | PRIMARY | 44.45 | -93.16
56661 | STANDARD | NORTHOME | MN | PRIMARY | 47.87 | -94.26
56276 | STANDARD | ODESSA | MN | PRIMARY | 45.26 | -96.33
56160 | STANDARD | ODIN | MN | PRIMARY | 43.86 | -94.74
56358 | STANDARD | OGILVIE | MN | PRIMARY | 45.83 | -93.41
56161 | STANDARD | OKABENA | MN | PRIMARY | 43.73 | -95.31
56277 | STANDARD | OLIVIA | MN | PRIMARY | 44.77 | -94.99
56359 | STANDARD | ONAMIA | MN | PRIMARY | 46.06 | -93.66
56162 | STANDARD | ORMSBY | MN | PRIMARY | 43.85 | -94.69
55960 | STANDARD | ORONOCO | MN | PRIMARY | 44.16 | -92.54
55771 | STANDARD | ORR | MN | PRIMARY | 48.06 | -92.82
55772 | PO BOX | NETT LAKE | MN | PRIMARY | 48.11 | -93.07
56278 | STANDARD | ORTONVILLE | MN | PRIMARY | 45.3 | -96.44
56360 | STANDARD | OSAKIS | MN | PRIMARY | 45.86 | -95.15
55311 | STANDARD | OSSEO | MN | PRIMARY | 45.11 | -93.39
55369 | STANDARD | OSSEO | MN | PRIMARY | 45.11 | -93.39
55569 | PO BOX | OSSEO | MN | PRIMARY | 45.11 | -93.39
55961 | STANDARD | OSTRANDER | MN | PRIMARY | 43.61 | -92.42
56662 | STANDARD | OUTING | MN | PRIMARY | 46.82 | -93.94
55060 | STANDARD | OWATONNA | MN | PRIMARY | 44.08 | -93.22
56469 | STANDARD | PALISADE | MN | PRIMARY | 46.71 | -93.49
56361 | STANDARD | PARKERS PRAIRIE | MN | PRIMARY | 46.15 | -95.32
56470 | STANDARD | PARK RAPIDS | MN | PRIMARY | 46.91 | -95.06
56362 | STANDARD | PAYNESVILLE | MN | PRIMARY | 45.37 | -94.71
56078 | STANDARD | PEMBERTON | MN | PRIMARY | 44 | -93.78
55775 | STANDARD | PENGILLY | MN | PRIMARY | 47.33 | -93.19
56279 | STANDARD | PENNOCK | MN | PRIMARY | 45.14 | -95.17
56472 | STANDARD | PEQUOT LAKES | MN | PRIMARY | 46.6 | -94.32
55962 | STANDARD | PETERSON | MN | PRIMARY | 43.78 | -91.83
56317 | PO BOX | BUCKMAN | MN | PRIMARY | 45.89 | -94.09
56338 | STANDARD | HILLMAN | MN | PRIMARY | 46 | -93.88
56344 | PO BOX | LASTRUP | MN | PRIMARY | 46.03 | -94.06
56364 | STANDARD | PIERZ | MN | PRIMARY | 45.97 | -94.1
56473 | STANDARD | PILLAGER | MN | PRIMARY | 46.32 | -94.47
55063 | STANDARD | PINE CITY | MN | PRIMARY | 45.83 | -92.96
55963 | STANDARD | PINE ISLAND | MN | PRIMARY | 44.21 | -92.64
56456 | PO BOX | JENKINS | MN | PRIMARY | 46.65 | -94.32
56474 | STANDARD | PINE RIVER | MN | PRIMARY | 46.72 | -94.39
56164 | STANDARD | PIPESTONE | MN | PRIMARY | 44 | -96.31
56177 | PO BOX | TROSKY | MN | PRIMARY | 43.88 | -96.25
55964 | STANDARD | PLAINVIEW | MN | PRIMARY | 44.16 | -92.16
55370 | STANDARD | PLATO | MN | PRIMARY | 44.77 | -94.03
56666 | PO BOX | PONEMAH | MN | PRIMARY | 48.04 | -94.9
56280 | STANDARD | PORTER | MN | PRIMARY | 44.64 | -96.16
55965 | STANDARD | PRESTON | MN | PRIMARY | 43.67 | -92.08
55371 | STANDARD | PRINCETON | MN | PRIMARY | 45.57 | -93.59
55377 | PO BOX | SANTIAGO | MN | PRIMARY | 45.45 | -93.83
56281 | STANDARD | PRINSBURG | MN | PRIMARY | 44.93 | -95.18
55372 | STANDARD | PRIOR LAKE | MN | PRIMARY | 44.72 | -93.43
56667 | STANDARD | PUPOSKY | MN | PRIMARY | 47.67 | -94.9
55967 | STANDARD | RACINE | MN | PRIMARY | 43.77 | -92.48
56475 | STANDARD | RANDALL | MN | PRIMARY | 46.08 | -94.49
55065 | STANDARD | RANDOLPH | MN | PRIMARY | 44.52 | -93.01
56668 | PO BOX | RANIER | MN | PRIMARY | 48.61 | -93.34
56282 | STANDARD | RAYMOND | MN | PRIMARY | 45.01 | -95.23
56670 | PO BOX | REDBY | MN | PRIMARY | 47.84 | -94.93
56671 | PO BOX | REDLAKE | MN | PRIMARY | 47.83 | -95.08
55066 | STANDARD | RED WING | MN | PRIMARY | 44.58 | -92.6
56283 | STANDARD | REDWOOD FALLS | MN | PRIMARY | 44.54 | -95.11
56672 | STANDARD | REMER | MN | PRIMARY | 47.05 | -93.91
56284 | STANDARD | RENVILLE | MN | PRIMARY | 44.79 | -95.21
56166 | STANDARD | REVERE | MN | PRIMARY | 44.21 | -95.36
56367 | STANDARD | RICE | MN | PRIMARY | 45.74 | -94.22
56368 | STANDARD | RICHMOND | MN | PRIMARY | 45.45 | -94.51
56371 | STANDARD | ROSCOE | MN | PRIMARY | 45.43 | -94.63
55901 | STANDARD | ROCHESTER | MN | PRIMARY | 44.01 | -92.47
55902 | STANDARD | ROCHESTER | MN | PRIMARY | 44.01 | -92.47
55903 | PO BOX | ROCHESTER | MN | PRIMARY | 44.01 | -92.47
55904 | STANDARD | ROCHESTER | MN | PRIMARY | 44.01 | -92.47
55905 | UNIQUE | ROCHESTER | MN | PRIMARY | 44.01 | -92.47
55906 | STANDARD | ROCHESTER | MN | PRIMARY | 44.01 | -92.47
55373 | STANDARD | ROCKFORD | MN | PRIMARY | 45.08 | -93.73
55572 | PO BOX | ROCKFORD | MN | PRIMARY | 45 | -93.66
55577 | PO BOX | ROCKFORD | MN | PRIMARY | 45 | -93.66
56369 | PO BOX | ROCKVILLE | MN | PRIMARY | 45.47 | -94.33
55374 | STANDARD | ROGERS | MN | PRIMARY | 45.19 | -93.55
55969 | STANDARD | ROLLINGSTONE | MN | PRIMARY | 44.09 | -91.81
56673 | STANDARD | ROOSEVELT | MN | PRIMARY | 48.8 | -95.1
56682 | STANDARD | SWIFT | MN | PRIMARY | 48.85 | -95.22
55970 | STANDARD | ROSE CREEK | MN | PRIMARY | 43.6 | -92.82
55068 | STANDARD | ROSEMOUNT | MN | PRIMARY | 44.74 | -93.07
56167 | STANDARD | ROUND LAKE | MN | PRIMARY | 43.53 | -95.46
56373 | STANDARD | ROYALTON | MN | PRIMARY | 45.83 | -94.28
55067 | PO BOX | ROCK CREEK | MN | PRIMARY | 45.75 | -92.9
55069 | STANDARD | RUSH CITY | MN | PRIMARY | 45.68 | -92.96
55971 | STANDARD | RUSHFORD | MN | PRIMARY | 43.81 | -91.75
56165 | STANDARD | READING | MN | PRIMARY | 43.71 | -95.75
56168 | STANDARD | RUSHMORE | MN | PRIMARY | 43.62 | -95.79
56169 | STANDARD | RUSSELL | MN | PRIMARY | 44.31 | -95.94
56170 | STANDARD | RUTHTON | MN | PRIMARY | 44.17 | -96.1
56285 | STANDARD | SACRED HEART | MN | PRIMARY | 44.78 | -95.35
55702 | STANDARD | ALBORN | MN | PRIMARY | 46.97 | -92.57
55779 | STANDARD | SAGINAW | MN | PRIMARY | 46.85 | -92.44
55791 | PO BOX | TWIG | MN | PRIMARY | 46.89 | -92.36
55375 | STANDARD | SAINT BONIFACIUS | MN | PRIMARY | 44.9 | -93.74
55972 | STANDARD | SAINT CHARLES | MN | PRIMARY | 43.96 | -92.06
56080 | PO BOX | SAINT CLAIR | MN | PRIMARY | 44.08 | -93.85
56301 | STANDARD | SAINT CLOUD | MN | PRIMARY | 45.55 | -94.17
56302 | PO BOX | SAINT CLOUD | MN | PRIMARY | 45.55 | -94.17
56303 | STANDARD | SAINT CLOUD | MN | PRIMARY | 45.55 | -94.17
56304 | STANDARD | SAINT CLOUD | MN | PRIMARY | 45.55 | -94.17
56372 | UNIQUE | SAINT CLOUD | MN | PRIMARY | 45.55 | -94.17
56379 | STANDARD | SAUK RAPIDS | MN | PRIMARY | 45.59 | -94.16
56387 | STANDARD | WAITE PARK | MN | PRIMARY | 45.55 | -94.22
56388 | STANDARD | WAITE PARK | MN | PRIMARY | 45.56 | -94.22
56393 | UNIQUE | SAINT CLOUD | MN | PRIMARY | 45.55 | -94.17
56395 | UNIQUE | SAINT CLOUD | MN | PRIMARY | 45.55 | -94.17
56396 | UNIQUE | SAINT CLOUD | MN | PRIMARY | 45.55 | -94.17
56397 | PO BOX | SAINT CLOUD | MN | PRIMARY | 45.55 | -94.17
56398 | PO BOX | SAINT CLOUD | MN | PRIMARY | 45.55 | -94.17
56399 | UNIQUE | SAINT CLOUD | MN | PRIMARY | 45.55 | -94.17
55070 | STANDARD | SAINT FRANCIS | MN | PRIMARY | 45.39 | -93.38
56081 | STANDARD | SAINT JAMES | MN | PRIMARY | 43.98 | -94.62
56374 | STANDARD | SAINT JOSEPH | MN | PRIMARY | 45.56 | -94.31
56375 | STANDARD | SAINT STEPHEN | MN | PRIMARY | 45.7 | -94.27
56376 | PO BOX | SAINT MARTIN | MN | PRIMARY | 45.5 | -94.66
55376 | STANDARD | SAINT MICHAEL | MN | PRIMARY | 45.21 | -93.66
55101 | STANDARD | SAINT PAUL | MN | PRIMARY | 44.94 | -93.1
55102 | STANDARD | SAINT PAUL | MN | PRIMARY | 44.94 | -93.1
55103 | STANDARD | SAINT PAUL | MN | PRIMARY | 44.94 | -93.1
55104 | STANDARD | SAINT PAUL | MN | PRIMARY | 44.94 | -93.1
55105 | STANDARD | SAINT PAUL | MN | PRIMARY | 44.94 | -93.1
55106 | STANDARD | SAINT PAUL | MN | PRIMARY | 44.94 | -93.1
55107 | STANDARD | SAINT PAUL | MN | PRIMARY | 44.94 | -93.1
55108 | STANDARD | SAINT PAUL | MN | PRIMARY | 44.94 | -93.1
55109 | STANDARD | SAINT PAUL | MN | PRIMARY | 44.94 | -93.1
55110 | STANDARD | SAINT PAUL | MN | PRIMARY | 44.94 | -93.1
55111 | STANDARD | SAINT PAUL | MN | PRIMARY | 44.94 | -93.1
55112 | STANDARD | SAINT PAUL | MN | PRIMARY | 44.94 | -93.1
55113 | STANDARD | SAINT PAUL | MN | PRIMARY | 44.94 | -93.1
55114 | STANDARD | SAINT PAUL | MN | PRIMARY | 44.94 | -93.1
55115 | STANDARD | SAINT PAUL | MN | PRIMARY | 44.94 | -93.1
55116 | STANDARD | SAINT PAUL | MN | PRIMARY | 44.94 | -93.1
55117 | STANDARD | SAINT PAUL | MN | PRIMARY | 44.94 | -93.1
55118 | STANDARD | SAINT PAUL | MN | PRIMARY | 44.94 | -93.1
55119 | STANDARD | SAINT PAUL | MN | PRIMARY | 44.94 | -93.1
55120 | STANDARD | SAINT PAUL | MN | PRIMARY | 44.94 | -93.1
55121 | STANDARD | SAINT PAUL | MN | PRIMARY | 44.94 | -93.1
55122 | STANDARD | SAINT PAUL | MN | PRIMARY | 44.94 | -93.1
55123 | STANDARD | SAINT PAUL | MN | PRIMARY | 44.94 | -93.1
55124 | STANDARD | SAINT PAUL | MN | PRIMARY | 44.94 | -93.1
55125 | STANDARD | SAINT PAUL | MN | PRIMARY | 44.94 | -93.1
55126 | STANDARD | SAINT PAUL | MN | PRIMARY | 44.94 | -93.1
55127 | STANDARD | SAINT PAUL | MN | PRIMARY | 44.94 | -93.1
55128 | STANDARD | SAINT PAUL | MN | PRIMARY | 44.94 | -93.1
55129 | STANDARD | SAINT PAUL | MN | PRIMARY | 44.94 | -93.1
55130 | STANDARD | SAINT PAUL | MN | PRIMARY | 44.97 | -93.08
55133 | UNIQUE | SAINT PAUL | MN | PRIMARY | 44.94 | -93.1
55144 | UNIQUE | SAINT PAUL | MN | PRIMARY | 44.94 | -93.1
55145 | UNIQUE | SAINT PAUL | MN | PRIMARY | 44.94 | -93.1
55146 | UNIQUE | SAINT PAUL | MN | PRIMARY | 44.94 | -93.1
55150 | PO BOX | MENDOTA | MN | PRIMARY | 44.88 | -93.15
55155 | UNIQUE | SAINT PAUL | MN | PRIMARY | 44.94 | -93.1
55164 | PO BOX | SAINT PAUL | MN | PRIMARY | 44.94 | -93.1
55165 | PO BOX | SAINT PAUL | MN | PRIMARY | 44.94 | -93.1
55166 | PO BOX | SAINT PAUL | MN | PRIMARY | 44.94 | -93.1
55168 | UNIQUE | SAINT PAUL | MN | PRIMARY | 44.94 | -93.1
55170 | UNIQUE | SAINT PAUL | MN | PRIMARY | 44.94 | -93.1
55171 | UNIQUE | SAINT PAUL | MN | PRIMARY | 44.94 | -93.1
55172 | PO BOX | SAINT PAUL | MN | PRIMARY | 44.94 | -93.1
55175 | PO BOX | SAINT PAUL | MN | PRIMARY | 44.94 | -93.1
55187 | UNIQUE | SAINT PAUL | MN | PRIMARY | 44.94 | -92.91
55188 | UNIQUE | SAINT PAUL | MN | PRIMARY | 44.94 | -93.1
55071 | STANDARD | SAINT PAUL PARK | MN | PRIMARY | 44.83 | -92.99
56082 | STANDARD | SAINT PETER | MN | PRIMARY | 44.32 | -93.96
56083 | STANDARD | SANBORN | MN | PRIMARY | 44.21 | -95.12
55072 | STANDARD | SANDSTONE | MN | PRIMARY | 46.12 | -92.86
56377 | STANDARD | SARTELL | MN | PRIMARY | 45.62 | -94.2
56378 | STANDARD | SAUK CENTRE | MN | PRIMARY | 45.73 | -94.95
56389 | PO BOX | WEST UNION | MN | PRIMARY | 45.8 | -95.08
55306 | STANDARD | BURNSVILLE | MN | PRIMARY | 44.76 | -93.27
55337 | STANDARD | BURNSVILLE | MN | PRIMARY | 44.76 | -93.27
55378 | STANDARD | SAVAGE | MN | PRIMARY | 44.75 | -93.35
55780 | STANDARD | SAWYER | MN | PRIMARY | 46.67 | -92.63
55073 | STANDARD | SCANDIA | MN | PRIMARY | 45.27 | -92.82
55613 | STANDARD | SCHROEDER | MN | PRIMARY | 47.69 | -90.96
56477 | STANDARD | SEBEKA | MN | PRIMARY | 46.62 | -95.08
56478 | STANDARD | NIMROD | MN | PRIMARY | 46.63 | -94.88
55074 | STANDARD | SHAFER | MN | PRIMARY | 45.38 | -92.74
55379 | STANDARD | SHAKOPEE | MN | PRIMARY | 44.77 | -93.47
56171 | STANDARD | SHERBURN | MN | PRIMARY | 43.65 | -94.72
56676 | STANDARD | SHEVLIN | MN | PRIMARY | 47.53 | -95.25
55781 | STANDARD | SIDE LAKE | MN | PRIMARY | 47.66 | -93.01
55607 | STANDARD | ISABELLA | MN | PRIMARY | 47.61 | -91.35
55614 | STANDARD | SILVER BAY | MN | PRIMARY | 47.29 | -91.27
55380 | PO BOX | SILVER CREEK | MN | PRIMARY | 45.32 | -93.95
55381 | STANDARD | SILVER LAKE | MN | PRIMARY | 44.9 | -94.19
56172 | STANDARD | SLAYTON | MN | PRIMARY | 43.99 | -95.75
56085 | STANDARD | SLEEPY EYE | MN | PRIMARY | 44.29 | -94.72
56678 | STANDARD | SOLWAY | MN | PRIMARY | 47.52 | -95.12
56687 | PO BOX | WILTON | MN | PRIMARY | 47.5 | -94.99
55782 | PO BOX | SOUDAN | MN | PRIMARY | 47.81 | -92.23
55382 | STANDARD | SOUTH HAVEN | MN | PRIMARY | 45.29 | -94.21
56679 | PO BOX | SOUTH INTERNATIONAL FALLS | MN | PRIMARY | 48.53 | -93.29
55075 | STANDARD | SOUTH SAINT PAUL | MN | PRIMARY | 44.88 | -93.04
55076 | STANDARD | INVER GROVE HEIGHTS | MN | PRIMARY | 44.82 | -93.05
55077 | STANDARD | INVER GROVE HEIGHTS | MN | PRIMARY | 44.82 | -93.05
56288 | STANDARD | SPICER | MN | PRIMARY | 45.23 | -94.93
56087 | STANDARD | SPRINGFIELD | MN | PRIMARY | 44.23 | -94.97
55974 | STANDARD | SPRING GROVE | MN | PRIMARY | 43.56 | -91.63
56680 | STANDARD | SPRING LAKE | MN | PRIMARY | 47.64 | -93.86
55384 | STANDARD | SPRING PARK | MN | PRIMARY | 44.93 | -93.63
55975 | STANDARD | SPRING VALLEY | MN | PRIMARY | 43.68 | -92.38
56681 | STANDARD | SQUAW LAKE | MN | PRIMARY | 47.62 | -94.14
55078 | PO BOX | STACY | MN | PRIMARY | 45.39 | -92.98
55079 | STANDARD | STACY | MN | PRIMARY | 45.39 | -92.98
55080 | STANDARD | STANCHFIELD | MN | PRIMARY | 45.66 | -93.26
56479 | STANDARD | STAPLES | MN | PRIMARY | 46.36 | -94.8
56381 | STANDARD | STARBUCK | MN | PRIMARY | 45.61 | -95.53
56173 | STANDARD | STEEN | MN | PRIMARY | 43.51 | -96.26
55385 | STANDARD | STEWART | MN | PRIMARY | 44.72 | -94.48
55976 | STANDARD | STEWARTVILLE | MN | PRIMARY | 43.85 | -92.48
55082 | STANDARD | STILLWATER | MN | PRIMARY | 45.05 | -92.82
55083 | PO BOX | STILLWATER | MN | PRIMARY | 45.05 | -92.82
56174 | STANDARD | STORDEN | MN | PRIMARY | 44.03 | -95.31
55783 | STANDARD | STURGEON LAKE | MN | PRIMARY | 46.38 | -92.82
56289 | STANDARD | SUNBURG | MN | PRIMARY | 45.34 | -95.23
56382 | STANDARD | SWANVILLE | MN | PRIMARY | 45.91 | -94.63
55786 | PO BOX | TACONITE | MN | PRIMARY | 47.32 | -93.36
55787 | STANDARD | TAMARACK | MN | PRIMARY | 46.65 | -93.11
55977 | STANDARD | TAOPI | MN | PRIMARY | 43.55 | -92.64
56291 | STANDARD | TAUNTON | MN | PRIMARY | 44.59 | -96.06
55084 | STANDARD | TAYLORS FALLS | MN | PRIMARY | 45.41 | -92.66
56683 | STANDARD | TENSTRIKE | MN | PRIMARY | 47.66 | -94.68
55615 | STANDARD | TOFTE | MN | PRIMARY | 47.55 | -90.88
55790 | STANDARD | TOWER | MN | PRIMARY | 47.81 | -92.29
56132 | STANDARD | GARVIN | MN | PRIMARY | 44.21 | -95.76
56175 | STANDARD | TRACY | MN | PRIMARY | 44.23 | -95.61
56684 | STANDARD | TRAIL | MN | PRIMARY | 47.78 | -95.69
56176 | STANDARD | TRIMONT | MN | PRIMARY | 43.76 | -94.71
56088 | STANDARD | TRUMAN | MN | PRIMARY | 43.82 | -94.43
56089 | STANDARD | TWIN LAKES | MN | PRIMARY | 43.56 | -93.42
55616 | STANDARD | TWO HARBORS | MN | PRIMARY | 47.03 | -91.67
56178 | STANDARD | TYLER | MN | PRIMARY | 44.27 | -96.13
56384 | STANDARD | UPSALA | MN | PRIMARY | 45.8 | -94.56
55979 | STANDARD | UTICA | MN | PRIMARY | 43.97 | -91.95
55085 | PO BOX | VERMILLION | MN | PRIMARY | 44.67 | -92.96
56481 | STANDARD | VERNDALE | MN | PRIMARY | 46.39 | -95.01
56090 | STANDARD | VERNON CENTER | MN | PRIMARY | 43.96 | -94.16
56287 | STANDARD | SEAFORTH | MN | PRIMARY | 44.47 | -95.32
56292 | STANDARD | VESTA | MN | PRIMARY | 44.5 | -95.41
55386 | STANDARD | VICTORIA | MN | PRIMARY | 44.86 | -93.65
56385 | STANDARD | VILLARD | MN | PRIMARY | 45.71 | -95.26
55777 | PO BOX | VIRGINIA | MN | PRIMARY | 47.51 | -92.5
55792 | STANDARD | VIRGINIA | MN | PRIMARY | 47.51 | -92.5
55968 | STANDARD | READS LANDING | MN | PRIMARY | 44.39 | -92.13
55981 | STANDARD | WABASHA | MN | PRIMARY | 44.37 | -92.04
56293 | STANDARD | WABASSO | MN | PRIMARY | 44.4 | -95.25
55387 | STANDARD | WACONIA | MN | PRIMARY | 44.84 | -93.79
56482 | STANDARD | WADENA | MN | PRIMARY | 46.43 | -95.13
56386 | STANDARD | WAHKON | MN | PRIMARY | 46.11 | -93.52
56091 | STANDARD | WALDORF | MN | PRIMARY | 43.93 | -93.69
56430 | PO BOX | AH GWAH CHING | MN | PRIMARY | 47.06 | -94.5
56436 | PO BOX | BENEDICT | MN | PRIMARY | 47.15 | -94.69
56484 | STANDARD | WALKER | MN | PRIMARY | 47.08 | -94.57
56180 | STANDARD | WALNUT GROVE | MN | PRIMARY | 44.22 | -95.46
55982 | STANDARD | WALTHAM | MN | PRIMARY | 43.82 | -92.87
55983 | STANDARD | WANAMINGO | MN | PRIMARY | 44.3 | -92.79
56294 | PO BOX | WANDA | MN | PRIMARY | 44.31 | -95.21
55742 | STANDARD | GOODLAND | MN | PRIMARY | 47.16 | -93.13
55752 | STANDARD | JACOBSON | MN | PRIMARY | 47 | -93.26
55784 | STANDARD | SWAN RIVER | MN | PRIMARY | 47.08 | -93.19
55793 | STANDARD | WARBA | MN | PRIMARY | 47.13 | -93.27
55087 | STANDARD | WARSAW | MN | PRIMARY | 44.23 | -93.34
56093 | STANDARD | WASECA | MN | PRIMARY | 44.08 | -93.5
56685 | STANDARD | WASKISH | MN | PRIMARY | 48.16 | -94.51
55388 | STANDARD | WATERTOWN | MN | PRIMARY | 44.96 | -93.84
56096 | STANDARD | WATERVILLE | MN | PRIMARY | 44.22 | -93.57
55389 | STANDARD | WATKINS | MN | PRIMARY | 45.31 | -94.4
56295 | STANDARD | WATSON | MN | PRIMARY | 45.01 | -95.79
55390 | STANDARD | WAVERLY | MN | PRIMARY | 45.06 | -93.96
55361 | PO BOX | MINNETONKA BEACH | MN | PRIMARY | 44.93 | -93.58
55391 | STANDARD | WAYZATA | MN | PRIMARY | 44.97 | -93.51
55392 | PO BOX | NAVARRE | MN | PRIMARY | 44.95 | -93.54
55088 | STANDARD | WEBSTER | MN | PRIMARY | 44.5 | -93.34
55089 | STANDARD | WELCH | MN | PRIMARY | 44.59 | -92.71
56181 | STANDARD | WELCOME | MN | PRIMARY | 43.66 | -94.61
56097 | STANDARD | WELLS | MN | PRIMARY | 43.74 | -93.72
56183 | STANDARD | WESTBROOK | MN | PRIMARY | 44.04 | -95.43
55985 | STANDARD | WEST CONCORD | MN | PRIMARY | 44.15 | -92.89
56296 | STANDARD | WHEATON | MN | PRIMARY | 45.8 | -96.49
55090 | PO BOX | WILLERNIE | MN | PRIMARY | 45.05 | -92.95
56686 | STANDARD | WILLIAMS | MN | PRIMARY | 48.76 | -94.95
56201 | STANDARD | WILLMAR | MN | PRIMARY | 45.12 | -95.04
55795 | STANDARD | WILLOW RIVER | MN | PRIMARY | 46.32 | -92.83
56185 | STANDARD | WILMONT | MN | PRIMARY | 43.76 | -95.82
56101 | STANDARD | WINDOM | MN | PRIMARY | 43.86 | -95.11
56118 | STANDARD | BINGHAM LAKE | MN | PRIMARY | 43.9 | -95.04
56140 | PO BOX | IHLEN | MN | PRIMARY | 43.91 | -96.37
56047 | PO BOX | HUNTLEY | MN | PRIMARY | 43.71 | -94.18
56098 | STANDARD | WINNEBAGO | MN | PRIMARY | 43.76 | -94.16
55942 | PO BOX | HOMER | MN | PRIMARY | 44 | -91.54
55987 | STANDARD | WINONA | MN | PRIMARY | 44.04 | -91.65
55988 | PO BOX | STOCKTON | MN | PRIMARY | 44.02 | -91.77
55395 | STANDARD | WINSTED | MN | PRIMARY | 44.96 | -94.04
55396 | STANDARD | WINTHROP | MN | PRIMARY | 44.54 | -94.36
56297 | STANDARD | WOOD LAKE | MN | PRIMARY | 44.65 | -95.53
56186 | STANDARD | WOODSTOCK | MN | PRIMARY | 44.01 | -96.09
56187 | STANDARD | WORTHINGTON | MN | PRIMARY | 43.62 | -95.59
55749 | STANDARD | HOLYOKE | MN | PRIMARY | 46.46 | -92.38
55797 | STANDARD | WRENSHALL | MN | PRIMARY | 46.61 | -92.38
55798 | STANDARD | WRIGHT | MN | PRIMARY | 46.67 | -93
55990 | STANDARD | WYKOFF | MN | PRIMARY | 43.7 | -92.26
55092 | STANDARD | WYOMING | MN | PRIMARY | 45.33 | -92.99
55368 | STANDARD | NORWOOD YOUNG AMERICA | MN | PRIMARY | 44.76 | -93.92
55383 | PO BOX | NORWOOD | MN | PRIMARY | 44.76 | -93.92
55394 | PO BOX | YOUNG AMERICA | MN | PRIMARY | 44.78 | -93.91
55397 | STANDARD | YOUNG AMERICA | MN | PRIMARY | 44.78 | -93.91
55399 | PO BOX | YOUNG AMERICA | MN | PRIMARY | 44.78 | -93.91
55550 | PO BOX | YOUNG AMERICA | MN | PRIMARY | 44.78 | -93.91
55551 | PO BOX | YOUNG AMERICA | MN | PRIMARY | 44.78 | -93.91
55552 | PO BOX | YOUNG AMERICA | MN | PRIMARY | 44.78 | -93.91
55553 | PO BOX | YOUNG AMERICA | MN | PRIMARY | 44.78 | -93.91
55554 | PO BOX | NORWOOD | MN | PRIMARY | 44.76 | -93.92
55555 | PO BOX | YOUNG AMERICA | MN | PRIMARY | 44.78 | -93.91
55556 | PO BOX | YOUNG AMERICA | MN | PRIMARY | 44.78 | -93.91
55557 | PO BOX | YOUNG AMERICA | MN | PRIMARY | 44.78 | -93.91
55558 | UNIQUE | YOUNG AMERICA | MN | PRIMARY | 44.78 | -93.91
55559 | PO BOX | YOUNG AMERICA | MN | PRIMARY | 44.78 | -93.91
55560 | PO BOX | YOUNG AMERICA | MN | PRIMARY | 44.78 | -93.91
55562 | PO BOX | YOUNG AMERICA | MN | PRIMARY | 44.78 | -93.91
55564 | PO BOX | YOUNG AMERICA | MN | PRIMARY | 44.78 | -93.91
55566 | PO BOX | YOUNG AMERICA | MN | PRIMARY | 44.78 | -93.91
55567 | PO BOX | YOUNG AMERICA | MN | PRIMARY | 44.78 | -93.91
55568 | PO BOX | YOUNG AMERICA | MN | PRIMARY | 44.78 | -93.91
55573 | PO BOX | YOUNG AMERICA | MN | PRIMARY | 44.78 | -93.91
55583 | PO BOX | NORWOOD | MN | PRIMARY | 44.76 | -93.92
55594 | PO BOX | YOUNG AMERICA | MN | PRIMARY | 44.78 | -93.91
55398 | STANDARD | ZIMMERMAN | MN | PRIMARY | 45.44 | -93.59
55991 | STANDARD | ZUMBRO FALLS | MN | PRIMARY | 44.28 | -92.42
55992 | STANDARD | ZUMBROTA | MN | PRIMARY | 44.29 | -92.67
54610 | STANDARD | ALMA | WI | PRIMARY | 44.33 | -91.92
54611 | STANDARD | ALMA CENTER | WI | PRIMARY | 44.43 | -90.91
54805 | STANDARD | ALMENA | WI | PRIMARY | 45.41 | -92.03
54720 | STANDARD | ALTOONA | WI | PRIMARY | 44.8 | -91.44
54001 | STANDARD | AMERY | WI | PRIMARY | 45.3 | -92.36
54612 | STANDARD | ARCADIA | WI | PRIMARY | 44.25 | -91.49
54721 | STANDARD | ARKANSAW | WI | PRIMARY | 44.62 | -92.06
54613 | STANDARD | ARKDALE | WI | PRIMARY | 44.03 | -89.88
54806 | STANDARD | ASHLAND | WI | PRIMARY | 46.57 | -90.87
54722 | STANDARD | AUGUSTA | WI | PRIMARY | 44.67 | -91.12
54002 | STANDARD | BALDWIN | WI | PRIMARY | 44.96 | -92.37
54810 | STANDARD | BALSAM LAKE | WI | PRIMARY | 45.45 | -92.45
54614 | STANDARD | BANGOR | WI | PRIMARY | 43.89 | -90.99
54812 | STANDARD | BARRON | WI | PRIMARY | 45.4 | -91.84
54813 | STANDARD | BARRONETT | WI | PRIMARY | 45.63 | -92.04
54723 | STANDARD | BAY CITY | WI | PRIMARY | 44.58 | -92.45
54814 | STANDARD | BAYFIELD | WI | PRIMARY | 46.81 | -90.82
54003 | STANDARD | BELDENVILLE | WI | PRIMARY | 44.77 | -92.43
54817 | STANDARD | BIRCHWOOD | WI | PRIMARY | 45.65 | -91.55
54834 | PO BOX | EDGEWATER | WI | PRIMARY | 45.74 | -91.47
54857 | PO BOX | MIKANA | WI | PRIMARY | 45.61 | -91.57
54615 | STANDARD | BLACK RIVER FALLS | WI | PRIMARY | 44.29 | -90.84
54616 | STANDARD | BLAIR | WI | PRIMARY | 44.29 | -91.22
54724 | STANDARD | BLOOMER | WI | PRIMARY | 45.1 | -91.49
54725 | STANDARD | BOYCEVILLE | WI | PRIMARY | 45.04 | -92.03
54726 | STANDARD | BOYD | WI | PRIMARY | 44.95 | -91.04
54819 | STANDARD | BRUCE | WI | PRIMARY | 45.45 | -91.27
54820 | STANDARD | BRULE | WI | PRIMARY | 46.55 | -91.57
54821 | STANDARD | CABLE | WI | PRIMARY | 46.19 | -91.3
54727 | STANDARD | CADOTT | WI | PRIMARY | 44.95 | -91.15
54822 | STANDARD | CAMERON | WI | PRIMARY | 45.4 | -91.74
54618 | STANDARD | CAMP DOUGLAS | WI | PRIMARY | 43.91 | -90.26
54637 | PO BOX | HUSTLER | WI | PRIMARY | 43.87 | -90.26
54619 | STANDARD | CASHTON | WI | PRIMARY | 43.74 | -90.78
54824 | STANDARD | CENTURIA | WI | PRIMARY | 45.44 | -92.55
54621 | STANDARD | CHASEBURG | WI | PRIMARY | 43.65 | -91.09
54728 | STANDARD | CHETEK | WI | PRIMARY | 45.31 | -91.65
54729 | STANDARD | CHIPPEWA FALLS | WI | PRIMARY | 44.93 | -91.39
54774 | UNIQUE | CHIPPEWA FALLS | WI | PRIMARY | 44.93 | -91.39
54004 | STANDARD | CLAYTON | WI | PRIMARY | 45.32 | -92.17
54005 | STANDARD | CLEAR LAKE | WI | PRIMARY | 45.25 | -92.26
54622 | STANDARD | COCHRANE | WI | PRIMARY | 44.22 | -91.83
54730 | STANDARD | COLFAX | WI | PRIMARY | 44.99 | -91.72
54826 | STANDARD | COMSTOCK | WI | PRIMARY | 45.49 | -92.09
54731 | STANDARD | CONRATH | WI | PRIMARY | 45.38 | -91.03
54623 | STANDARD | COON VALLEY | WI | PRIMARY | 43.7 | -91.01
54732 | STANDARD | CORNELL | WI | PRIMARY | 45.16 | -91.15
54827 | STANDARD | CORNUCOPIA | WI | PRIMARY | 46.79 | -91.1
54828 | STANDARD | COUDERAY | WI | PRIMARY | 45.79 | -91.29
54829 | STANDARD | CUMBERLAND | WI | PRIMARY | 45.53 | -92.02
54006 | STANDARD | CUSHING | WI | PRIMARY | 45.56 | -92.64
54733 | STANDARD | DALLAS | WI | PRIMARY | 45.25 | -91.81
54830 | STANDARD | DANBURY | WI | PRIMARY | 46 | -92.37
54007 | STANDARD | DEER PARK | WI | PRIMARY | 45.18 | -92.38
54624 | STANDARD | DE SOTO | WI | PRIMARY | 43.42 | -91.19
54625 | STANDARD | DODGE | WI | PRIMARY | 44.13 | -91.56
54734 | STANDARD | DOWNING | WI | PRIMARY | 45.04 | -92.12
54735 | PO BOX | DOWNSVILLE | WI | PRIMARY | 44.8 | -91.97
54009 | STANDARD | DRESSER | WI | PRIMARY | 45.36 | -92.63
54832 | STANDARD | DRUMMOND | WI | PRIMARY | 46.33 | -91.25
54736 | STANDARD | DURAND | WI | PRIMARY | 44.62 | -91.96
54626 | STANDARD | EASTMAN | WI | PRIMARY | 43.16 | -91.02
54640 | PO BOX | LYNXVILLE | WI | PRIMARY | 43.24 | -91.04
54657 | STANDARD | STEUBEN | WI | PRIMARY | 43.18 | -90.85
54701 | STANDARD | EAU CLAIRE | WI | PRIMARY | 44.82 | -91.49
54702 | PO BOX | EAU CLAIRE | WI | PRIMARY | 44.82 | -91.49
54703 | STANDARD | EAU CLAIRE | WI | PRIMARY | 44.82 | -91.49
54737 | STANDARD | EAU GALLE | WI | PRIMARY | 44.72 | -92.04
54738 | STANDARD | ELEVA | WI | PRIMARY | 44.57 | -91.47
54739 | STANDARD | ELK MOUND | WI | PRIMARY | 44.87 | -91.68
54010 | PO BOX | EAST ELLSWORTH | WI | PRIMARY | 44.72 | -92.42
54011 | STANDARD | ELLSWORTH | WI | PRIMARY | 44.73 | -92.47
54740 | STANDARD | ELMWOOD | WI | PRIMARY | 44.78 | -92.14
54627 | STANDARD | ETTRICK | WI | PRIMARY | 44.16 | -91.26
54835 | STANDARD | EXELAND | WI | PRIMARY | 45.66 | -91.24
54741 | STANDARD | FAIRCHILD | WI | PRIMARY | 44.6 | -90.95
54742 | STANDARD | FALL CREEK | WI | PRIMARY | 44.76 | -91.27
54628 | STANDARD | FERRYVILLE | WI | PRIMARY | 43.34 | -91.08
54629 | STANDARD | FOUNTAIN CITY | WI | PRIMARY | 44.11 | -91.69
54837 | STANDARD | FREDERIC | WI | PRIMARY | 45.65 | -92.46
54630 | STANDARD | GALESVILLE | WI | PRIMARY | 44.08 | -91.35
54631 | STANDARD | GAYS MILLS | WI | PRIMARY | 43.32 | -90.85
54632 | STANDARD | GENOA | WI | PRIMARY | 43.57 | -91.22
54743 | PO BOX | GILMANTON | WI | PRIMARY | 44.46 | -91.68
54013 | STANDARD | GLENWOOD CITY | WI | PRIMARY | 45.05 | -92.17
54838 | STANDARD | GORDON | WI | PRIMARY | 46.24 | -91.79
54890 | PO BOX | WASCOTT | WI | PRIMARY | 46.17 | -91.79
54839 | STANDARD | GRAND VIEW | WI | PRIMARY | 46.36 | -91.1
54840 | STANDARD | GRANTSBURG | WI | PRIMARY | 45.78 | -92.68
54014 | STANDARD | HAGER CITY | WI | PRIMARY | 44.64 | -92.56
54015 | STANDARD | HAMMOND | WI | PRIMARY | 44.97 | -92.43
54818 | PO BOX | BRILL | WI | PRIMARY | 45.6 | -91.67
54841 | STANDARD | HAUGEN | WI | PRIMARY | 45.6 | -91.77
54842 | PO BOX | HAWTHORNE | WI | PRIMARY | 46.5 | -91.86
54843 | STANDARD | HAYWARD | WI | PRIMARY | 46.01 | -91.48
54844 | STANDARD | HERBSTER | WI | PRIMARY | 46.83 | -91.26
54846 | STANDARD | HIGH BRIDGE | WI | PRIMARY | 46.38 | -90.73
54855 | STANDARD | MARENGO | WI | PRIMARY | 46.42 | -90.81
54634 | STANDARD | HILLSBORO | WI | PRIMARY | 43.65 | -90.33
54635 | STANDARD | HIXTON | WI | PRIMARY | 44.38 | -91.01
54745 | STANDARD | HOLCOMBE | WI | PRIMARY | 45.25 | -91.15
54636 | STANDARD | HOLMEN | WI | PRIMARY | 43.95 | -91.25
54016 | STANDARD | HUDSON | WI | PRIMARY | 44.97 | -92.73
54082 | STANDARD | HOULTON | WI | PRIMARY | 45.07 | -92.75
54746 | STANDARD | HUMBIRD | WI | PRIMARY | 44.53 | -90.9
54747 | STANDARD | INDEPENDENCE | WI | PRIMARY | 44.36 | -91.41
54847 | STANDARD | IRON RIVER | WI | PRIMARY | 46.56 | -91.4
54748 | STANDARD | JIM FALLS | WI | PRIMARY | 45.07 | -91.26
54638 | STANDARD | KENDALL | WI | PRIMARY | 43.79 | -90.36
54749 | STANDARD | KNAPP | WI | PRIMARY | 44.95 | -92.07
54601 | STANDARD | LA CROSSE | WI | PRIMARY | 43.82 | -91.23
54602 | PO BOX | LA CROSSE | WI | PRIMARY | 43.82 | -91.23
54603 | STANDARD | LA CROSSE | WI | PRIMARY | 43.82 | -91.23
54848 | STANDARD | LADYSMITH | WI | PRIMARY | 45.46 | -91.09
54639 | STANDARD | LA FARGE | WI | PRIMARY | 43.57 | -90.63
54849 | STANDARD | LAKE NEBAGAMON | WI | PRIMARY | 46.5 | -91.69
54850 | PO BOX | LA POINTE | WI | PRIMARY | 46.81 | -90.68
54853 | STANDARD | LUCK | WI | PRIMARY | 45.57 | -92.46
54750 | STANDARD | MAIDEN ROCK | WI | PRIMARY | 44.56 | -92.3
54854 | STANDARD | MAPLE | WI | PRIMARY | 46.58 | -91.72
54816 | PO BOX | BENOIT | WI | PRIMARY | 46.5 | -91.07
54856 | STANDARD | MASON | WI | PRIMARY | 46.43 | -91.06
54641 | PO BOX | MATHER | WI | PRIMARY | 44.14 | -90.29
54642 | STANDARD | MELROSE | WI | PRIMARY | 44.13 | -90.99
54751 | STANDARD | MENOMONIE | WI | PRIMARY | 44.88 | -91.91
54754 | STANDARD | MERRILLAN | WI | PRIMARY | 44.45 | -90.83
54643 | PO BOX | MILLSTON | WI | PRIMARY | 44.19 | -90.64
54858 | STANDARD | MILLTOWN | WI | PRIMARY | 45.52 | -92.49
54644 | STANDARD | MINDORO | WI | PRIMARY | 44.01 | -91.09
54859 | STANDARD | MINONG | WI | PRIMARY | 46.09 | -91.82
54755 | STANDARD | MONDOVI | WI | PRIMARY | 44.56 | -91.66
54764 | PO BOX | ROCK FALLS | WI | PRIMARY | 44.71 | -91.75
54645 | PO BOX | MOUNT STERLING | WI | PRIMARY | 43.31 | -90.93
54646 | STANDARD | NECEDAH | WI | PRIMARY | 44.02 | -90.07
54756 | STANDARD | NELSON | WI | PRIMARY | 44.42 | -92
54757 | STANDARD | NEW AUBURN | WI | PRIMARY | 45.19 | -91.56
54017 | STANDARD | NEW RICHMOND | WI | PRIMARY | 45.12 | -92.53
54648 | STANDARD | NORWALK | WI | PRIMARY | 43.83 | -90.62
54649 | PO BOX | OAKDALE | WI | PRIMARY | 43.96 | -90.37
54861 | PO BOX | ODANAH | WI | PRIMARY | 46.6 | -90.68
54650 | STANDARD | ONALASKA | WI | PRIMARY | 43.88 | -91.21
54651 | STANDARD | ONTARIO | WI | PRIMARY | 43.72 | -90.59
54020 | STANDARD | OSCEOLA | WI | PRIMARY | 45.31 | -92.69
54758 | STANDARD | OSSEO | WI | PRIMARY | 44.57 | -91.21
54759 | STANDARD | PEPIN | WI | PRIMARY | 44.44 | -92.14
54760 | PO BOX | PIGEON FALLS | WI | PRIMARY | 44.42 | -91.2
54761 | STANDARD | PLUM CITY | WI | PRIMARY | 44.63 | -92.19
54864 | STANDARD | POPLAR | WI | PRIMARY | 46.58 | -91.78
54865 | STANDARD | PORT WING | WI | PRIMARY | 46.77 | -91.38
54762 | STANDARD | PRAIRIE FARM | WI | PRIMARY | 45.23 | -91.98
54021 | STANDARD | PRESCOTT | WI | PRIMARY | 44.75 | -92.79
54867 | STANDARD | RADISSON | WI | PRIMARY | 45.76 | -91.21
54652 | STANDARD | READSTOWN | WI | PRIMARY | 43.44 | -90.75
54868 | STANDARD | RICE LAKE | WI | PRIMARY | 45.49 | -91.73
54763 | STANDARD | RIDGELAND | WI | PRIMARY | 45.2 | -91.89
54022 | STANDARD | RIVER FALLS | WI | PRIMARY | 44.85 | -92.62
54023 | STANDARD | ROBERTS | WI | PRIMARY | 44.98 | -92.55
54653 | STANDARD | ROCKLAND | WI | PRIMARY | 43.9 | -90.91
54024 | STANDARD | SAINT CROIX FALLS | WI | PRIMARY | 45.4 | -92.63
54765 | PO BOX | SAND CREEK | WI | PRIMARY | 45.17 | -91.71
54870 | STANDARD | SARONA | WI | PRIMARY | 45.71 | -91.8
54654 | PO BOX | SENECA | WI | PRIMARY | 43.26 | -90.96
54766 | STANDARD | SHELDON | WI | PRIMARY | 45.31 | -90.95
54845 | STANDARD | HERTEL | WI | PRIMARY | 45.8 | -92.17
54871 | STANDARD | SHELL LAKE | WI | PRIMARY | 45.73 | -91.89
54872 | STANDARD | SIREN | WI | PRIMARY | 45.78 | -92.38
54655 | STANDARD | SOLDIERS GROVE | WI | PRIMARY | 43.39 | -90.77
54873 | STANDARD | SOLON SPRINGS | WI | PRIMARY | 46.34 | -91.82
54025 | STANDARD | SOMERSET | WI | PRIMARY | 45.12 | -92.67
54874 | STANDARD | SOUTH RANGE | WI | PRIMARY | 46.58 | -91.93
54620 | PO BOX | CATARACT | WI | PRIMARY | 44.08 | -90.83
54656 | STANDARD | SPARTA | WI | PRIMARY | 43.94 | -90.8
54801 | STANDARD | SPOONER | WI | PRIMARY | 45.82 | -91.89
54875 | STANDARD | SPRINGBROOK | WI | PRIMARY | 45.94 | -91.68
54767 | STANDARD | SPRING VALLEY | WI | PRIMARY | 44.85 | -92.23
54768 | STANDARD | STANLEY | WI | PRIMARY | 44.96 | -90.94
54026 | STANDARD | STAR PRAIRIE | WI | PRIMARY | 45.19 | -92.53
54769 | STANDARD | STOCKHOLM | WI | PRIMARY | 44.48 | -92.26
54658 | STANDARD | STODDARD | WI | PRIMARY | 43.66 | -91.21
54876 | STANDARD | STONE LAKE | WI | PRIMARY | 45.84 | -91.54
54770 | STANDARD | STRUM | WI | PRIMARY | 44.55 | -91.38
54836 | STANDARD | FOXBORO | WI | PRIMARY | 46.48 | -92.28
54880 | STANDARD | SUPERIOR | WI | PRIMARY | 46.67 | -92.08
54659 | STANDARD | TAYLOR | WI | PRIMARY | 44.32 | -91.12
54771 | STANDARD | THORP | WI | PRIMARY | 44.95 | -90.8
54660 | STANDARD | TOMAH | WI | PRIMARY | 43.98 | -90.5
54888 | STANDARD | TREGO | WI | PRIMARY | 45.89 | -91.82
54661 | STANDARD | TREMPEALEAU | WI | PRIMARY | 44 | -91.43
54662 | PO BOX | TUNNEL CITY | WI | PRIMARY | 44 | -90.56
54889 | STANDARD | TURTLE LAKE | WI | PRIMARY | 45.39 | -92.14
54664 | STANDARD | VIOLA | WI | PRIMARY | 43.5 | -90.67
54665 | STANDARD | VIROQUA | WI | PRIMARY | 43.55 | -90.88
54666 | STANDARD | WARRENS | WI | PRIMARY | 44.13 | -90.5
54891 | STANDARD | WASHBURN | WI | PRIMARY | 46.67 | -90.89
54893 | STANDARD | WEBSTER | WI | PRIMARY | 45.87 | -92.36
54667 | STANDARD | WESTBY | WI | PRIMARY | 43.65 | -90.85
54669 | STANDARD | WEST SALEM | WI | PRIMARY | 43.89 | -91.08
54895 | STANDARD | WEYERHAEUSER | WI | PRIMARY | 45.42 | -91.41
54772 | STANDARD | WHEELER | WI | PRIMARY | 45.04 | -91.9
54773 | STANDARD | WHITEHALL | WI | PRIMARY | 44.36 | -91.31
54027 | STANDARD | WILSON | WI | PRIMARY | 44.95 | -92.17
54670 | STANDARD | WILTON | WI | PRIMARY | 43.81 | -90.52
54862 | STANDARD | OJIBWA | WI | PRIMARY | 45.79 | -91.11
54896 | STANDARD | WINTER | WI | PRIMARY | 45.82 | -91.01
54028 | STANDARD | WOODVILLE | WI | PRIMARY | 44.95 | -92.28
56510 | STANDARD | ADA | MN | PRIMARY | 47.29 | -96.51
56710 | STANDARD | ALVARADO | MN | PRIMARY | 48.19 | -96.99
56711 | PO BOX | ANGLE INLET | MN | PRIMARY | 49.21 | -94.97
56713 | STANDARD | ARGYLE | MN | PRIMARY | 48.33 | -96.81
56511 | STANDARD | AUDUBON | MN | PRIMARY | 46.86 | -95.98
56714 | STANDARD | BADGER | MN | PRIMARY | 48.77 | -96.02
56514 | STANDARD | BARNESVILLE | MN | PRIMARY | 46.64 | -96.41
56515 | STANDARD | BATTLE LAKE | MN | PRIMARY | 46.28 | -95.71
56516 | STANDARD | BEJOU | MN | PRIMARY | 47.44 | -95.97
56517 | STANDARD | BELTRAMI | MN | PRIMARY | 47.54 | -96.52
56518 | STANDARD | BLUFFTON | MN | PRIMARY | 46.46 | -95.23
56519 | STANDARD | BORUP | MN | PRIMARY | 47.18 | -96.5
56520 | STANDARD | BRECKENRIDGE | MN | PRIMARY | 46.26 | -96.58
56715 | STANDARD | BROOKS | MN | PRIMARY | 47.81 | -96
56521 | STANDARD | CALLAWAY | MN | PRIMARY | 46.98 | -95.91
56522 | STANDARD | CAMPBELL | MN | PRIMARY | 46.09 | -96.4
56565 | STANDARD | NASHUA | MN | PRIMARY | 46.03 | -96.3
56583 | STANDARD | TINTAH | MN | PRIMARY | 46.01 | -96.32
56523 | STANDARD | CLIMAX | MN | PRIMARY | 47.6 | -96.81
56524 | STANDARD | CLITHERALL | MN | PRIMARY | 46.27 | -95.62
56525 | PO BOX | COMSTOCK | MN | PRIMARY | 46.66 | -96.74
56716 | STANDARD | CROOKSTON | MN | PRIMARY | 47.77 | -96.6
56527 | STANDARD | DEER CREEK | MN | PRIMARY | 46.39 | -95.32
56528 | STANDARD | DENT | MN | PRIMARY | 46.55 | -95.71
56501 | STANDARD | DETROIT LAKES | MN | PRIMARY | 46.81 | -95.84
56502 | PO BOX | DETROIT LAKES | MN | PRIMARY | 46.81 | -95.84
56577 | PO BOX | RICHWOOD | MN | PRIMARY | 46.97 | -95.82
56578 | STANDARD | ROCHERT | MN | PRIMARY | 46.86 | -95.68
56529 | STANDARD | DILWORTH | MN | PRIMARY | 46.87 | -96.69
56720 | PO BOX | DONALDSON | MN | PRIMARY | 48.57 | -96.89
56721 | STANDARD | EAST GRAND FORKS | MN | PRIMARY | 47.93 | -97.01
56531 | STANDARD | ELBOW LAKE | MN | PRIMARY | 45.99 | -95.97
56534 | STANDARD | ERHARD | MN | PRIMARY | 46.48 | -96.09
56535 | STANDARD | ERSKINE | MN | PRIMARY | 47.66 | -96.01
56722 | STANDARD | EUCLID | MN | PRIMARY | 47.97 | -96.63
56536 | STANDARD | FELTON | MN | PRIMARY | 47.07 | -96.5
56533 | STANDARD | ELIZABETH | MN | PRIMARY | 46.37 | -96.13
56537 | STANDARD | FERGUS FALLS | MN | PRIMARY | 46.28 | -96.06
56538 | PO BOX | FERGUS FALLS | MN | PRIMARY | 46.28 | -96.06
56540 | STANDARD | FERTILE | MN | PRIMARY | 47.53 | -96.29
56723 | STANDARD | FISHER | MN | PRIMARY | 47.79 | -96.79
56541 | PO BOX | FLOM | MN | PRIMARY | 47.16 | -96.13
56542 | STANDARD | FOSSTON | MN | PRIMARY | 47.58 | -95.74
56543 | STANDARD | FOXHOME | MN | PRIMARY | 46.27 | -96.31
56544 | STANDARD | FRAZEE | MN | PRIMARY | 46.72 | -95.69
56593 | PO BOX | WOLF LAKE | MN | PRIMARY | 46.8 | -95.35
56545 | STANDARD | GARY | MN | PRIMARY | 47.37 | -96.26
56546 | STANDARD | GEORGETOWN | MN | PRIMARY | 47.07 | -96.79
56547 | STANDARD | GLYNDON | MN | PRIMARY | 46.87 | -96.57
56725 | STANDARD | GOODRIDGE | MN | PRIMARY | 48.14 | -95.8
56726 | STANDARD | GREENBUSH | MN | PRIMARY | 48.69 | -96.18
56727 | STANDARD | GRYGLA | MN | PRIMARY | 48.29 | -95.61
56728 | STANDARD | HALLOCK | MN | PRIMARY | 48.76 | -96.94
56740 | STANDARD | NOYES | MN | PRIMARY | 48.99 | -97.2
56755 | STANDARD | SAINT VINCENT | MN | PRIMARY | 48.97 | -97.22
56548 | STANDARD | HALSTAD | MN | PRIMARY | 47.35 | -96.82
56549 | STANDARD | HAWLEY | MN | PRIMARY | 46.87 | -96.31
56550 | STANDARD | HENDRUM | MN | PRIMARY | 47.26 | -96.81
56551 | STANDARD | HENNING | MN | PRIMARY | 46.32 | -95.44
56552 | STANDARD | HITTERDAL | MN | PRIMARY | 46.97 | -96.25
56731 | PO BOX | HUMBOLDT | MN | PRIMARY | 48.92 | -97.09
56729 | STANDARD | HALMA | MN | PRIMARY | 48.66 | -96.59
56732 | STANDARD | KARLSTAD | MN | PRIMARY | 48.57 | -96.51
56733 | STANDARD | KENNEDY | MN | PRIMARY | 48.64 | -96.91
56553 | STANDARD | KENT | MN | PRIMARY | 46.43 | -96.68
56734 | STANDARD | LAKE BRONSON | MN | PRIMARY | 48.73 | -96.66
56554 | STANDARD | LAKE PARK | MN | PRIMARY | 46.88 | -96.09
56735 | STANDARD | LANCASTER | MN | PRIMARY | 48.85 | -96.8
56556 | STANDARD | MCINTOSH | MN | PRIMARY | 47.63 | -95.88
56557 | STANDARD | MAHNOMEN | MN | PRIMARY | 47.31 | -95.96
56736 | STANDARD | MENTOR | MN | PRIMARY | 47.69 | -96.14
56724 | STANDARD | GATZKE | MN | PRIMARY | 48.42 | -95.78
56737 | STANDARD | MIDDLE RIVER | MN | PRIMARY | 48.43 | -96.16
56560 | STANDARD | MOORHEAD | MN | PRIMARY | 46.86 | -96.75
56561 | PO BOX | MOORHEAD | MN | PRIMARY | 46.86 | -96.75
56562 | STANDARD | MOORHEAD | MN | PRIMARY | 46.86 | -96.75
56563 | STANDARD | MOORHEAD | MN | PRIMARY | 46.86 | -96.75
56566 | STANDARD | NAYTAHWAUSH | MN | PRIMARY | 47.28 | -95.63
56738 | STANDARD | NEWFOLDEN | MN | PRIMARY | 48.35 | -96.32
56567 | STANDARD | NEW YORK MILLS | MN | PRIMARY | 46.51 | -95.37
56568 | STANDARD | NIELSVILLE | MN | PRIMARY | 47.52 | -96.81
56569 | STANDARD | OGEMA | MN | PRIMARY | 47.1 | -95.92
56742 | STANDARD | OKLEE | MN | PRIMARY | 47.83 | -95.85
56570 | STANDARD | OSAGE | MN | PRIMARY | 46.92 | -95.25
56744 | STANDARD | OSLO | MN | PRIMARY | 48.19 | -97.12
56571 | STANDARD | OTTERTAIL | MN | PRIMARY | 46.42 | -95.55
56572 | STANDARD | PELICAN RAPIDS | MN | PRIMARY | 46.57 | -96.08
56573 | STANDARD | PERHAM | MN | PRIMARY | 46.59 | -95.57
56574 | STANDARD | PERLEY | MN | PRIMARY | 47.17 | -96.8
56748 | STANDARD | PLUMMER | MN | PRIMARY | 47.91 | -96.03
56575 | STANDARD | PONSFORD | MN | PRIMARY | 46.97 | -95.38
56750 | STANDARD | RED LAKE FALLS | MN | PRIMARY | 47.88 | -96.27
56576 | STANDARD | RICHVILLE | MN | PRIMARY | 46.5 | -95.62
56751 | STANDARD | ROSEAU | MN | PRIMARY | 48.84 | -95.76
56579 | STANDARD | ROTHSAY | MN | PRIMARY | 46.47 | -96.28
56580 | STANDARD | SABIN | MN | PRIMARY | 46.78 | -96.65
56754 | STANDARD | SAINT HILAIRE | MN | PRIMARY | 48.01 | -96.21
56581 | STANDARD | SHELLY | MN | PRIMARY | 47.45 | -96.82
56757 | STANDARD | STEPHEN | MN | PRIMARY | 48.45 | -96.87
56758 | STANDARD | STRANDQUIST | MN | PRIMARY | 48.49 | -96.44
56759 | STANDARD | STRATHCONA | MN | PRIMARY | 48.55 | -96.16
56701 | STANDARD | THIEF RIVER FALLS | MN | PRIMARY | 48.11 | -96.17
56584 | STANDARD | TWIN VALLEY | MN | PRIMARY | 47.25 | -96.25
56585 | STANDARD | ULEN | MN | PRIMARY | 47.07 | -96.25
56586 | STANDARD | UNDERWOOD | MN | PRIMARY | 46.28 | -95.87
56587 | STANDARD | VERGAS | MN | PRIMARY | 46.65 | -95.8
56760 | STANDARD | VIKING | MN | PRIMARY | 48.21 | -96.4
56588 | STANDARD | VINING | MN | PRIMARY | 46.26 | -95.53
56761 | STANDARD | WANNASKA | MN | PRIMARY | 48.65 | -95.73
56762 | STANDARD | WARREN | MN | PRIMARY | 48.19 | -96.76
56741 | PO BOX | OAK ISLAND | MN | PRIMARY | 49.31 | -94.84
56756 | STANDARD | SALOL | MN | PRIMARY | 48.86 | -95.57
56763 | STANDARD | WARROAD | MN | PRIMARY | 48.9 | -95.32
56589 | STANDARD | WAUBUN | MN | PRIMARY | 47.18 | -95.93
56590 | STANDARD | WENDELL | MN | PRIMARY | 46.03 | -96.1
56591 | PO BOX | WHITE EARTH | MN | PRIMARY | 47.09 | -95.85
56592 | STANDARD | WINGER | MN | PRIMARY | 47.53 | -95.98
56594 | STANDARD | WOLVERTON | MN | PRIMARY | 46.56 | -96.73
59001 | STANDARD | ABSAROKEE | MT | PRIMARY | 45.5 | -109.56
59061 | STANDARD | NYE | MT | PRIMARY | 45.36 | -109.81
59820 | STANDARD | ALBERTON | MT | PRIMARY | 46.86 | -114.59
59710 | PO BOX | ALDER | MT | PRIMARY | 45.06 | -112.11
59311 | STANDARD | ALZADA | MT | PRIMARY | 45.23 | -104.53
59711 | STANDARD | ANACONDA | MT | PRIMARY | 46.12 | -112.97
59312 | STANDARD | ANGELA | MT | PRIMARY | 46.67 | -106.39
59211 | STANDARD | ANTELOPE | MT | PRIMARY | 48.69 | -104.36
59821 | STANDARD | ARLEE | MT | PRIMARY | 47.16 | -114
59863 | STANDARD | RAVALLI | MT | PRIMARY | 47.27 | -114.15
59003 | STANDARD | ASHLAND | MT | PRIMARY | 45.45 | -106.21
59004 | UNIQUE | ASHLAND | MT | PRIMARY | 45.62 | -106.31
59410 | PO BOX | AUGUSTA | MT | PRIMARY | 47.58 | -112.6
59713 | PO BOX | AVON | MT | PRIMARY | 46.65 | -112.6
59411 | PO BOX | BABB | MT | PRIMARY | 48.78 | -113.37
59212 | STANDARD | BAINVILLE | MT | PRIMARY | 48.17 | -104.27
59313 | STANDARD | BAKER | MT | PRIMARY | 46.28 | -104.28
59354 | PO BOX | WILLARD | MT | PRIMARY | 46.16 | -104.33
59006 | STANDARD | BALLANTINE | MT | PRIMARY | 45.89 | -108.09
59631 | PO BOX | BASIN | MT | PRIMARY | 46.32 | -112.41
59007 | STANDARD | BEARCREEK | MT | PRIMARY | 45.13 | -109.15
59008 | STANDARD | BELFRY | MT | PRIMARY | 45.1 | -109.01
59714 | STANDARD | BELGRADE | MT | PRIMARY | 45.81 | -111.15
59412 | STANDARD | BELT | MT | PRIMARY | 47.26 | -110.87
59314 | STANDARD | BIDDLE | MT | PRIMARY | 45.12 | -105.41
59910 | STANDARD | BIG ARM | MT | PRIMARY | 47.74 | -114.32
59911 | STANDARD | BIGFORK | MT | PRIMARY | 47.88 | -113.87
59010 | STANDARD | BIGHORN | MT | PRIMARY | 46.01 | -107.31
59520 | STANDARD | BIG SANDY | MT | PRIMARY | 48 | -110.08
59011 | STANDARD | BIG TIMBER | MT | PRIMARY | 45.96 | -109.85
59101 | STANDARD | BILLINGS | MT | PRIMARY | 45.65 | -108.38
59102 | STANDARD | BILLINGS | MT | PRIMARY | 45.76 | -108.57
59103 | PO BOX | BILLINGS | MT | PRIMARY | 45.63 | -108.36
59104 | PO BOX | BILLINGS | MT | PRIMARY | 45.77 | -108.58
59105 | STANDARD | BILLINGS | MT | PRIMARY | 45.87 | -108.47
59106 | STANDARD | BILLINGS | MT | PRIMARY | 45.8 | -108.66
59107 | PO BOX | BILLINGS | MT | PRIMARY | 45.81 | -108.5
59108 | PO BOX | BILLINGS | MT | PRIMARY | 45.77 | -108.58
59111 | UNIQUE | BILLINGS | MT | PRIMARY | 45.63 | -108.36
59112 | UNIQUE | BILLINGS | MT | PRIMARY | 45.79 | -108.53
59114 | UNIQUE | BILLINGS | MT | PRIMARY | 45.64 | -108.39
59115 | UNIQUE | BILLINGS | MT | PRIMARY | 45.78 | -108.5
59116 | UNIQUE | BILLINGS | MT | PRIMARY | 45.76 | -108.58
59117 | UNIQUE | BILLINGS | MT | PRIMARY | 45.78 | -108.5
59012 | STANDARD | BIRNEY | MT | PRIMARY | 45.27 | -106.6
59315 | STANDARD | BLOOMFIELD | MT | PRIMARY | 47.44 | -104.84
59823 | STANDARD | BONNER | MT | PRIMARY | 46.95 | -113.57
59632 | STANDARD | BOULDER | MT | PRIMARY | 46.17 | -111.99
59521 | STANDARD | BOX ELDER | MT | PRIMARY | 48.31 | -110.01
59316 | STANDARD | BOYES | MT | PRIMARY | 45.5 | -104.91
59715 | STANDARD | BOZEMAN | MT | PRIMARY | 45.77 | -110.93
59716 | PO BOX | BIG SKY | MT | PRIMARY | 45.26 | -111.32
59717 | PO BOX | BOZEMAN | MT | PRIMARY | 45.66 | -111.06
59718 | STANDARD | BOZEMAN | MT | PRIMARY | 45.65 | -111.17
59719 | PO BOX | BOZEMAN | MT | PRIMARY | 45.67 | -111.03
59771 | PO BOX | BOZEMAN | MT | PRIMARY | 45.67 | -111.14
59772 | PO BOX | BOZEMAN | MT | PRIMARY | 45.66 | -111.11
59416 | STANDARD | BRADY | MT | PRIMARY | 48.02 | -111.57
59014 | STANDARD | BRIDGER | MT | PRIMARY | 45.18 | -108.54
59317 | STANDARD | BROADUS | MT | PRIMARY | 45.39 | -105.5
59345 | STANDARD | POWDERVILLE | MT | PRIMARY | 45.74 | -105.24
59015 | STANDARD | BROADVIEW | MT | PRIMARY | 46.07 | -108.87
59213 | STANDARD | BROCKTON | MT | PRIMARY | 48.27 | -104.82
59214 | STANDARD | BROCKWAY | MT | PRIMARY | 47.07 | -105.86
59417 | STANDARD | BROWNING | MT | PRIMARY | 48.59 | -113.27
59318 | STANDARD | BRUSETT | MT | PRIMARY | 47.45 | -107.54
59418 | STANDARD | BUFFALO | MT | PRIMARY | 46.8 | -109.68
59016 | STANDARD | BUSBY | MT | PRIMARY | 45.44 | -107.04
59701 | STANDARD | BUTTE | MT | PRIMARY | 46 | -112.44
59702 | PO BOX | BUTTE | MT | PRIMARY | 45.9 | -112.49
59703 | PO BOX | BUTTE | MT | PRIMARY | 45.99 | -112.55
59707 | UNIQUE | BUTTE | MT | PRIMARY | 46 | -112.53
59750 | STANDARD | BUTTE | MT | PRIMARY | 45.9 | -112.73
59419 | STANDARD | BYNUM | MT | PRIMARY | 48.04 | -112.38
59720 | STANDARD | CAMERON | MT | PRIMARY | 45.03 | -111.63
59721 | STANDARD | CARDWELL | MT | PRIMARY | 45.78 | -111.98
59420 | STANDARD | CARTER | MT | PRIMARY | 47.88 | -111.02
59440 | STANDARD | FLOWEREE | MT | PRIMARY | 47.71 | -111.11
59421 | STANDARD | CASCADE | MT | PRIMARY | 47.16 | -111.63
59824 | STANDARD | CHARLO | MT | PRIMARY | 47.42 | -114.18
59522 | STANDARD | CHESTER | MT | PRIMARY | 48.56 | -111.01
59523 | STANDARD | CHINOOK | MT | PRIMARY | 48.47 | -109.21
59535 | STANDARD | LLOYD | MT | PRIMARY | 48.02 | -109.21
59422 | STANDARD | CHOTEAU | MT | PRIMARY | 47.86 | -112.44
59215 | STANDARD | CIRCLE | MT | PRIMARY | 47.56 | -105.77
59634 | STANDARD | CLANCY | MT | PRIMARY | 46.43 | -112.01
59825 | STANDARD | CLINTON | MT | PRIMARY | 46.61 | -113.59
59018 | PO BOX | CLYDE PARK | MT | PRIMARY | 45.86 | -110.65
59424 | STANDARD | COFFEE CREEK | MT | PRIMARY | 47.39 | -110.02
59322 | STANDARD | COHAGEN | MT | PRIMARY | 47.09 | -106.62
59323 | PO BOX | COLSTRIP | MT | PRIMARY | 45.92 | -106.68
59912 | STANDARD | COLUMBIA FALLS | MT | PRIMARY | 48.54 | -114.34
59913 | PO BOX | CORAM | MT | PRIMARY | 48.42 | -113.98
59919 | PO BOX | HUNGRY HORSE | MT | PRIMARY | 48.37 | -114.06
59926 | STANDARD | MARTIN CITY | MT | PRIMARY | 48.38 | -114
59928 | STANDARD | POLEBRIDGE | MT | PRIMARY | 48.85 | -114.47
59019 | STANDARD | COLUMBUS | MT | PRIMARY | 45.72 | -109.23
59826 | STANDARD | CONDON | MT | PRIMARY | 47.43 | -113.7
59827 | STANDARD | CONNER | MT | PRIMARY | 45.89 | -114.04
59425 | STANDARD | CONRAD | MT | PRIMARY | 48.2 | -111.85
59456 | STANDARD | LEDGER | MT | PRIMARY | 48.26 | -111.47
59020 | PO BOX | COOKE CITY | MT | PRIMARY | 45.08 | -109.9
59081 | STANDARD | SILVER GATE | MT | PRIMARY | 45.01 | -109.96
59828 | STANDARD | CORVALLIS | MT | PRIMARY | 46.34 | -113.95
59217 | PO BOX | CRANE | MT | PRIMARY | 47.57 | -104.26
59022 | STANDARD | CROW AGENCY | MT | PRIMARY | 45.62 | -107.32
59218 | STANDARD | CULBERTSON | MT | PRIMARY | 47.99 | -104.49
59024 | STANDARD | CUSTER | MT | PRIMARY | 46.25 | -107.74
59427 | STANDARD | CUT BANK | MT | PRIMARY | 48.65 | -112.84
59219 | STANDARD | DAGMAR | MT | PRIMARY | 48.56 | -104.15
59829 | STANDARD | DARBY | MT | PRIMARY | 45.78 | -114.24
59914 | STANDARD | DAYTON | MT | PRIMARY | 47.86 | -114.28
59929 | STANDARD | PROCTOR | MT | PRIMARY | 47.91 | -114.35
59025 | STANDARD | DECKER | MT | PRIMARY | 45.12 | -106.64
59722 | STANDARD | DEER LODGE | MT | PRIMARY | 46.37 | -112.72
59731 | STANDARD | GARRISON | MT | PRIMARY | 46.59 | -112.83
59733 | STANDARD | GOLD CREEK | MT | PRIMARY | 46.6 | -112.95
59430 | STANDARD | DENTON | MT | PRIMARY | 47.45 | -109.92
59724 | PO BOX | DELL | MT | PRIMARY | 44.78 | -112.62
59725 | STANDARD | DILLON | MT | PRIMARY | 45.05 | -112.82
59732 | PO BOX | GLEN | MT | PRIMARY | 45.48 | -112.77
59746 | STANDARD | POLARIS | MT | PRIMARY | 45.37 | -113.06
59727 | STANDARD | DIVIDE | MT | PRIMARY | 45.78 | -112.71
59831 | STANDARD | DIXON | MT | PRIMARY | 47.25 | -114.35
59524 | STANDARD | DODSON | MT | PRIMARY | 48.22 | -108.35
59832 | STANDARD | DRUMMOND | MT | PRIMARY | 46.65 | -113.24
59432 | PO BOX | DUPUYER | MT | PRIMARY | 48.19 | -112.7
59433 | STANDARD | DUTTON | MT | PRIMARY | 47.88 | -111.75
59434 | PO BOX | EAST GLACIER PARK | MT | PRIMARY | 48.41 | -113.31
59635 | STANDARD | EAST HELENA | MT | PRIMARY | 46.53 | -111.77
59647 | PO BOX | WINSTON | MT | PRIMARY | 46.36 | -111.64
59026 | STANDARD | EDGAR | MT | PRIMARY | 45.44 | -108.68
59324 | STANDARD | EKALAKA | MT | PRIMARY | 45.77 | -104.51
59728 | PO BOX | ELLISTON | MT | PRIMARY | 46.49 | -112.41
59915 | STANDARD | ELMO | MT | PRIMARY | 47.8 | -114.4
59027 | STANDARD | EMIGRANT | MT | PRIMARY | 45.28 | -110.86
59729 | STANDARD | ENNIS | MT | PRIMARY | 45.28 | -111.71
59435 | PO BOX | ETHRIDGE | MT | PRIMARY | 48.59 | -112.1
59917 | STANDARD | EUREKA | MT | PRIMARY | 48.82 | -114.93
59436 | STANDARD | FAIRFIELD | MT | PRIMARY | 47.64 | -112.12
59221 | STANDARD | FAIRVIEW | MT | PRIMARY | 47.95 | -104.21
59326 | STANDARD | FALLON | MT | PRIMARY | 46.73 | -104.88
59341 | STANDARD | MILDRED | MT | PRIMARY | 46.74 | -104.78
59028 | STANDARD | FISHTAIL | MT | PRIMARY | 45.33 | -109.67
59222 | STANDARD | FLAXVILLE | MT | PRIMARY | 48.71 | -105.17
59833 | STANDARD | FLORENCE | MT | PRIMARY | 46.65 | -114.07
59327 | STANDARD | FORSYTH | MT | PRIMARY | 46.26 | -106.67
59442 | STANDARD | FORT BENTON | MT | PRIMARY | 47.98 | -110.8
59636 | PO BOX | FORT HARRISON | MT | PRIMARY | 46.61 | -112.11
59918 | PO BOX | FORTINE | MT | PRIMARY | 48.76 | -114.77
59223 | STANDARD | FORT PECK | MT | PRIMARY | 48 | -106.44
59443 | STANDARD | FORT SHAW | MT | PRIMARY | 47.55 | -111.71
59225 | STANDARD | FRAZER | MT | PRIMARY | 48.28 | -106.06
59834 | STANDARD | FRENCHTOWN | MT | PRIMARY | 47.07 | -114.22
59846 | STANDARD | HUSON | MT | PRIMARY | 47.13 | -114.53
59226 | STANDARD | FROID | MT | PRIMARY | 48.3 | -104.39
59242 | STANDARD | HOMESTEAD | MT | PRIMARY | 48.4 | -104.6
59029 | STANDARD | FROMBERG | MT | PRIMARY | 45.39 | -108.79
59444 | STANDARD | GALATA | MT | PRIMARY | 48.71 | -111.35
59730 | STANDARD | GALLATIN GATEWAY | MT | PRIMARY | 45.26 | -111.14
59030 | STANDARD | GARDINER | MT | PRIMARY | 45.03 | -110.7
59031 | STANDARD | GARRYOWEN | MT | PRIMARY | 45.5 | -107.26
59446 | STANDARD | GERALDINE | MT | PRIMARY | 47.69 | -110.2
59447 | STANDARD | GEYSER | MT | PRIMARY | 47.2 | -110.44
59525 | STANDARD | GILDFORD | MT | PRIMARY | 48.69 | -110.25
59230 | STANDARD | GLASGOW | MT | PRIMARY | 48.18 | -106.89
59231 | PO BOX | SAINT MARIE | MT | PRIMARY | 48.39 | -106.54
59330 | STANDARD | GLENDIVE | MT | PRIMARY | 47.12 | -104.87
59032 | STANDARD | GRASS RANGE | MT | PRIMARY | 47.02 | -108.88
59084 | STANDARD | TEIGEN | MT | PRIMARY | 47.03 | -108.61
59401 | STANDARD | GREAT FALLS | MT | PRIMARY | 47.51 | -111.27
59402 | STANDARD | MALMSTROM A F B | MT | PRIMARY | 47.51 | -111.19
59403 | PO BOX | GREAT FALLS | MT | PRIMARY | 47.55 | -111.53
59404 | STANDARD | GREAT FALLS | MT | PRIMARY | 47.65 | -111.38
59405 | STANDARD | GREAT FALLS | MT | PRIMARY | 47.29 | -111.34
59406 | PO BOX | GREAT FALLS | MT | PRIMARY | 47.48 | -111.25
59414 | STANDARD | BLACK EAGLE | MT | PRIMARY | 47.54 | -111.26
59033 | STANDARD | GREYCLIFF | MT | PRIMARY | 45.72 | -109.75
59837 | STANDARD | HALL | MT | PRIMARY | 46.49 | -113.26
59835 | PO BOX | GRANTSDALE | MT | PRIMARY | 46.2 | -114.14
59840 | STANDARD | HAMILTON | MT | PRIMARY | 46.16 | -114.14
59841 | PO BOX | PINESDALE | MT | PRIMARY | 46.33 | -114.22
59332 | STANDARD | HAMMOND | MT | PRIMARY | 45.35 | -104.73
59034 | STANDARD | HARDIN | MT | PRIMARY | 45.75 | -107.79
59035 | PO BOX | FORT SMITH | MT | PRIMARY | 45.24 | -107.93
59526 | STANDARD | HARLEM | MT | PRIMARY | 48.49 | -108.65
59036 | PO BOX | HARLOWTON | MT | PRIMARY | 46.48 | -109.88
59735 | PO BOX | HARRISON | MT | PRIMARY | 45.68 | -111.75
59501 | STANDARD | HAVRE | MT | PRIMARY | 48.56 | -109.73
59527 | PO BOX | HAYS | MT | PRIMARY | 48.07 | -108.74
59448 | PO BOX | HEART BUTTE | MT | PRIMARY | 48.23 | -112.77
59601 | STANDARD | HELENA | MT | PRIMARY | 46.51 | -112.12
59602 | STANDARD | HELENA | MT | PRIMARY | 46.76 | -112.01
59604 | PO BOX | HELENA | MT | PRIMARY | 46.61 | -111.96
59620 | PO BOX | HELENA | MT | PRIMARY | 46.53 | -112.16
59623 | UNIQUE | HELENA | MT | PRIMARY | 46.6 | -112.01
59624 | PO BOX | HELENA | MT | PRIMARY | 46.59 | -112.03
59625 | UNIQUE | HELENA | MT | PRIMARY | 46.6 | -112.04
59626 | STANDARD | HELENA | MT | PRIMARY | 46.6 | -112.03
59633 | STANDARD | CANYON CREEK | MT | PRIMARY | 46.87 | -112.32
59843 | STANDARD | HELMVILLE | MT | PRIMARY | 46.88 | -113
59844 | STANDARD | HERON | MT | PRIMARY | 47.99 | -115.9
59450 | STANDARD | HIGHWOOD | MT | PRIMARY | 47.58 | -110.78
59451 | STANDARD | HILGER | MT | PRIMARY | 47.43 | -109.27
59528 | STANDARD | HINGHAM | MT | PRIMARY | 48.56 | -110.47
59241 | STANDARD | HINSDALE | MT | PRIMARY | 48.42 | -107.03
59452 | STANDARD | HOBSON | MT | PRIMARY | 46.86 | -110.19
59529 | STANDARD | HOGELAND | MT | PRIMARY | 48.79 | -108.73
59845 | STANDARD | HOT SPRINGS | MT | PRIMARY | 47.66 | -114.55
59848 | STANDARD | LONEPINE | MT | PRIMARY | 47.7 | -114.64
59037 | STANDARD | HUNTLEY | MT | PRIMARY | 45.82 | -108.22
59038 | STANDARD | HYSHAM | MT | PRIMARY | 46 | -107.12
59076 | STANDARD | SANDERS | MT | PRIMARY | 46.27 | -107.07
59039 | STANDARD | INGOMAR | MT | PRIMARY | 46.66 | -107.46
59530 | STANDARD | INVERNESS | MT | PRIMARY | 48.61 | -110.7
59336 | STANDARD | ISMAY | MT | PRIMARY | 46.22 | -105.02
59736 | STANDARD | JACKSON | MT | PRIMARY | 45.31 | -113.35
59638 | PO BOX | JEFFERSON CITY | MT | PRIMARY | 46.35 | -112.17
59041 | STANDARD | JOLIET | MT | PRIMARY | 45.48 | -108.99
59531 | STANDARD | JOPLIN | MT | PRIMARY | 48.71 | -110.79
59337 | STANDARD | JORDAN | MT | PRIMARY | 47.38 | -106.81
59453 | STANDARD | JUDITH GAP | MT | PRIMARY | 46.63 | -109.68
59901 | STANDARD | KALISPELL | MT | PRIMARY | 48.19 | -114.38
59903 | PO BOX | KALISPELL | MT | PRIMARY | 48.19 | -114.35
59904 | PO BOX | KALISPELL | MT | PRIMARY | 48.19 | -114.31
59454 | STANDARD | KEVIN | MT | PRIMARY | 48.73 | -112.01
59466 | STANDARD | OILMONT | MT | PRIMARY | 48.8 | -111.59
59920 | STANDARD | KILA | MT | PRIMARY | 48.06 | -114.5
59338 | STANDARD | KINSEY | MT | PRIMARY | 46.59 | -105.69
59532 | STANDARD | KREMLIN | MT | PRIMARY | 48.6 | -110.06
59922 | STANDARD | LAKESIDE | MT | PRIMARY | 47.99 | -114.27
59931 | STANDARD | ROLLINS | MT | PRIMARY | 47.91 | -114.21
59243 | STANDARD | LAMBERT | MT | PRIMARY | 47.76 | -104.67
59043 | PO BOX | LAME DEER | MT | PRIMARY | 45.52 | -106.61
59244 | STANDARD | LARSLAN | MT | PRIMARY | 48.66 | -106.26
59044 | STANDARD | LAUREL | MT | PRIMARY | 45.6 | -108.68
59046 | STANDARD | LAVINA | MT | PRIMARY | 46.44 | -109
59441 | STANDARD | FOREST GROVE | MT | PRIMARY | 46.92 | -109.07
59457 | STANDARD | LEWISTOWN | MT | PRIMARY | 47.01 | -109.34
59923 | STANDARD | LIBBY | MT | PRIMARY | 48.32 | -115.36
59739 | STANDARD | LIMA | MT | PRIMARY | 44.61 | -112.27
59639 | STANDARD | LINCOLN | MT | PRIMARY | 47.16 | -112.68
59339 | STANDARD | LINDSAY | MT | PRIMARY | 47.28 | -105.18
59047 | STANDARD | LIVINGSTON | MT | PRIMARY | 45.7 | -110.53
59082 | PO BOX | SPRINGDALE | MT | PRIMARY | 45.73 | -110.22
59050 | STANDARD | LODGE GRASS | MT | PRIMARY | 45.22 | -107.42
59847 | STANDARD | LOLO | MT | PRIMARY | 46.73 | -114.36
59460 | STANDARD | LOMA | MT | PRIMARY | 48.05 | -110.45
59537 | STANDARD | LORING | MT | PRIMARY | 48.82 | -108
59740 | PO BOX | MC ALLISTER | MT | PRIMARY | 45.47 | -111.74
59052 | STANDARD | MC LEOD | MT | PRIMARY | 45.44 | -110.2
59538 | STANDARD | MALTA | MT | PRIMARY | 48.16 | -107.87
59741 | STANDARD | MANHATTAN | MT | PRIMARY | 45.77 | -111.37
59925 | STANDARD | MARION | MT | PRIMARY | 48.11 | -114.79
59053 | STANDARD | MARTINSDALE | MT | PRIMARY | 46.47 | -110.53
59640 | PO BOX | MARYSVILLE | MT | PRIMARY | 46.74 | -112.3
59247 | STANDARD | MEDICINE LAKE | MT | PRIMARY | 48.5 | -104.37
59743 | PO BOX | MELROSE | MT | PRIMARY | 45.63 | -112.64
59054 | PO BOX | MELSTONE | MT | PRIMARY | 46.57 | -107.93
59055 | STANDARD | MELVILLE | MT | PRIMARY | 46.12 | -109.83
59301 | STANDARD | MILES CITY | MT | PRIMARY | 46.22 | -105.6
59333 | STANDARD | HATHAWAY | MT | PRIMARY | 46.25 | -106.16
59343 | STANDARD | OLIVE | MT | PRIMARY | 45.64 | -105.43
59851 | PO BOX | MILLTOWN | MT | PRIMARY | 46.87 | -113.88
59801 | STANDARD | MISSOULA | MT | PRIMARY | 46.85 | -113.99
59802 | STANDARD | MISSOULA | MT | PRIMARY | 46.94 | -113.85
59803 | STANDARD | MISSOULA | MT | PRIMARY | 46.76 | -113.97
59804 | STANDARD | MISSOULA | MT | PRIMARY | 46.89 | -114.21
59806 | PO BOX | MISSOULA | MT | PRIMARY | 46.91 | -114.15
59807 | PO BOX | MISSOULA | MT | PRIMARY | 46.97 | -113.96
59808 | STANDARD | MISSOULA | MT | PRIMARY | 46.98 | -114.12
59812 | UNIQUE | MISSOULA | MT | PRIMARY | 46.86 | -113.98
59462 | STANDARD | MOCCASIN | MT | PRIMARY | 47.12 | -109.92
59002 | STANDARD | ACTON | MT | PRIMARY | 45.98 | -108.68
59057 | STANDARD | MOLT | MT | PRIMARY | 45.85 | -108.94
59463 | STANDARD | MONARCH | MT | PRIMARY | 46.98 | -110.85
59464 | STANDARD | MOORE | MT | PRIMARY | 46.88 | -109.61
59059 | STANDARD | MUSSELSHELL | MT | PRIMARY | 46.42 | -108.05
59248 | STANDARD | NASHUA | MT | PRIMARY | 48.27 | -106.27
59465 | STANDARD | NEIHART | MT | PRIMARY | 46.93 | -110.7
59745 | STANDARD | NORRIS | MT | PRIMARY | 45.58 | -111.58
59853 | STANDARD | NOXON | MT | PRIMARY | 48.03 | -115.82
59927 | PO BOX | OLNEY | MT | PRIMARY | 48.59 | -114.69
59250 | STANDARD | OPHEIM | MT | PRIMARY | 48.83 | -106.32
59062 | STANDARD | OTTER | MT | PRIMARY | 45.14 | -106.08
59252 | STANDARD | OUTLOOK | MT | PRIMARY | 48.88 | -104.81
59854 | STANDARD | OVANDO | MT | PRIMARY | 47.07 | -113.04
59855 | PO BOX | PABLO | MT | PRIMARY | 47.59 | -114.11
59856 | PO BOX | PARADISE | MT | PRIMARY | 47.39 | -114.76
59063 | STANDARD | PARK CITY | MT | PRIMARY | 45.65 | -108.97
59253 | STANDARD | PEERLESS | MT | PRIMARY | 48.73 | -105.84
59467 | STANDARD | PENDROY | MT | PRIMARY | 48.08 | -112.32
59858 | STANDARD | PHILIPSBURG | MT | PRIMARY | 46.29 | -113.45
59859 | STANDARD | PLAINS | MT | PRIMARY | 47.57 | -114.73
59254 | STANDARD | PLENTYWOOD | MT | PRIMARY | 48.72 | -104.57
59344 | STANDARD | PLEVNA | MT | PRIMARY | 46.41 | -104.56
59860 | STANDARD | POLSON | MT | PRIMARY | 47.72 | -114.21
59064 | STANDARD | POMPEYS PILLAR | MT | PRIMARY | 45.91 | -107.93
59747 | PO BOX | PONY | MT | PRIMARY | 45.63 | -111.9
59255 | STANDARD | POPLAR | MT | PRIMARY | 48.3 | -105.19
59468 | STANDARD | POWER | MT | PRIMARY | 47.69 | -111.64
59065 | STANDARD | PRAY | MT | PRIMARY | 45.31 | -110.76
59066 | PO BOX | PRYOR | MT | PRIMARY | 45.34 | -108.43
59748 | PO BOX | RAMSAY | MT | PRIMARY | 46.04 | -112.75
59067 | STANDARD | RAPELJE | MT | PRIMARY | 45.95 | -109.27
59256 | PO BOX | RAYMOND | MT | PRIMARY | 48.89 | -104.52
59469 | STANDARD | RAYNESFORD | MT | PRIMARY | 47.2 | -110.63
59068 | STANDARD | RED LODGE | MT | PRIMARY | 45.19 | -109.24
59257 | STANDARD | REDSTONE | MT | PRIMARY | 48.73 | -104.9
59069 | STANDARD | REED POINT | MT | PRIMARY | 45.63 | -109.63
59258 | STANDARD | RESERVE | MT | PRIMARY | 48.54 | -104.49
59930 | STANDARD | REXFORD | MT | PRIMARY | 48.8 | -115.13
59259 | STANDARD | RICHEY | MT | PRIMARY | 47.71 | -105.03
59240 | STANDARD | GLENTANA | MT | PRIMARY | 48.84 | -106.24
59260 | STANDARD | RICHLAND | MT | PRIMARY | 48.77 | -106.11
59642 | PO BOX | RINGLING | MT | PRIMARY | 46.26 | -110.78
59013 | PO BOX | BOYD | MT | PRIMARY | 45.43 | -109.06
59070 | STANDARD | ROBERTS | MT | PRIMARY | 45.34 | -109.16
59864 | STANDARD | RONAN | MT | PRIMARY | 47.53 | -114.13
59071 | STANDARD | ROSCOE | MT | PRIMARY | 45.29 | -109.56
59347 | STANDARD | ROSEBUD | MT | PRIMARY | 46.46 | -106.39
59072 | STANDARD | ROUNDUP | MT | PRIMARY | 46.44 | -108.51
59073 | PO BOX | ROUNDUP | MT | PRIMARY | 46.5 | -108.21
59471 | STANDARD | ROY | MT | PRIMARY | 47.42 | -108.98
59540 | STANDARD | RUDYARD | MT | PRIMARY | 48.45 | -110.61
59074 | STANDARD | RYEGATE | MT | PRIMARY | 46.39 | -109.38
59261 | STANDARD | SACO | MT | PRIMARY | 48.58 | -107.42
59865 | STANDARD | SAINT IGNATIUS | MT | PRIMARY | 47.32 | -114.02
59830 | PO BOX | DE BORGIA | MT | PRIMARY | 47.39 | -115.32
59842 | PO BOX | HAUGAN | MT | PRIMARY | 47.32 | -115.36
59866 | STANDARD | SAINT REGIS | MT | PRIMARY | 47.31 | -115.14
59867 | STANDARD | SALTESE | MT | PRIMARY | 47.42 | -115.5
59075 | STANDARD | SAINT XAVIER | MT | PRIMARY | 45.36 | -108.02
59472 | STANDARD | SAND COULEE | MT | PRIMARY | 47.4 | -111.09
59077 | STANDARD | SAND SPRINGS | MT | PRIMARY | 47.14 | -107.59
59262 | STANDARD | SAVAGE | MT | PRIMARY | 47.5 | -104.47
59263 | STANDARD | SCOBEY | MT | PRIMARY | 48.78 | -105.6
59868 | STANDARD | SEELEY LAKE | MT | PRIMARY | 47.24 | -113.53
59078 | STANDARD | SHAWMUT | MT | PRIMARY | 46.39 | -109.56
59461 | STANDARD | LOTHAIR | MT | PRIMARY | 48.53 | -112.15
59474 | STANDARD | SHELBY | MT | PRIMARY | 48.51 | -111.73
59079 | STANDARD | SHEPHERD | MT | PRIMARY | 46.05 | -108.38
59749 | STANDARD | SHERIDAN | MT | PRIMARY | 45.43 | -112.12
59270 | STANDARD | SIDNEY | MT | PRIMARY | 47.75 | -104.28
59477 | PO BOX | SIMMS | MT | PRIMARY | 47.43 | -111.96
59932 | STANDARD | SOMERS | MT | PRIMARY | 48.07 | -114.12
59479 | STANDARD | STANFORD | MT | PRIMARY | 47.04 | -110.32
59870 | STANDARD | STEVENSVILLE | MT | PRIMARY | 46.5 | -114.1
59480 | STANDARD | STOCKETT | MT | PRIMARY | 47.2 | -111.2
59933 | PO BOX | STRYKER | MT | PRIMARY | 48.7 | -114.74
59871 | STANDARD | SULA | MT | PRIMARY | 45.87 | -113.75
59083 | PO BOX | SUMATRA | MT | PRIMARY | 46.61 | -107.55
59482 | STANDARD | SUNBURST | MT | PRIMARY | 48.86 | -111.89
59483 | STANDARD | SUN RIVER | MT | PRIMARY | 47.47 | -111.8
59872 | STANDARD | SUPERIOR | MT | PRIMARY | 47.05 | -114.97
59484 | STANDARD | SWEET GRASS | MT | PRIMARY | 48.94 | -111.52
59349 | STANDARD | TERRY | MT | PRIMARY | 46.91 | -105.43
59873 | STANDARD | THOMPSON FALLS | MT | PRIMARY | 47.56 | -115.44
59752 | STANDARD | THREE FORKS | MT | PRIMARY | 45.91 | -111.43
59641 | STANDARD | RADERSBURG | MT | PRIMARY | 46.2 | -111.63
59643 | STANDARD | TOSTON | MT | PRIMARY | 46.17 | -111.51
59644 | STANDARD | TOWNSEND | MT | PRIMARY | 46.48 | -111.34
59934 | PO BOX | TREGO | MT | PRIMARY | 48.64 | -114.93
59874 | STANDARD | TROUT CREEK | MT | PRIMARY | 47.76 | -115.63
59935 | STANDARD | TROY | MT | PRIMARY | 48.72 | -115.74
59542 | STANDARD | TURNER | MT | PRIMARY | 48.79 | -108.45
59751 | STANDARD | SILVER STAR | MT | PRIMARY | 45.65 | -112.36
59754 | STANDARD | TWIN BRIDGES | MT | PRIMARY | 45.45 | -112.46
59085 | STANDARD | TWO DOT | MT | PRIMARY | 46.47 | -110.07
59485 | PO BOX | ULM | MT | PRIMARY | 47.4 | -111.59
59486 | STANDARD | VALIER | MT | PRIMARY | 48.3 | -112.36
59273 | STANDARD | VANDALIA | MT | PRIMARY | 48.35 | -106.9
59487 | STANDARD | VAUGHN | MT | PRIMARY | 47.59 | -111.64
59875 | STANDARD | VICTOR | MT | PRIMARY | 46.39 | -114.26
59274 | STANDARD | VIDA | MT | PRIMARY | 47.86 | -105.42
59755 | STANDARD | VIRGINIA CITY | MT | PRIMARY | 45.28 | -111.91
59351 | STANDARD | VOLBORG | MT | PRIMARY | 45.98 | -105.72
59756 | PO BOX | WARM SPRINGS | MT | PRIMARY | 46.16 | -112.83
59275 | STANDARD | WESTBY | MT | PRIMARY | 48.83 | -104.16
59916 | STANDARD | ESSEX | MT | PRIMARY | 48.31 | -113.35
59921 | PO BOX | LAKE MC DONALD | MT | PRIMARY | 48.62 | -113.87
59936 | PO BOX | WEST GLACIER | MT | PRIMARY | 48.61 | -113.81
59758 | STANDARD | WEST YELLOWSTONE | MT | PRIMARY | 44.69 | -111.21
59937 | STANDARD | WHITEFISH | MT | PRIMARY | 48.44 | -114.53
59759 | STANDARD | WHITEHALL | MT | PRIMARY | 45.86 | -112.24
59645 | STANDARD | WHITE SULPHUR SPRINGS | MT | PRIMARY | 46.57 | -111
59276 | STANDARD | WHITETAIL | MT | PRIMARY | 48.92 | -105.19
59544 | STANDARD | WHITEWATER | MT | PRIMARY | 48.78 | -107.51
59545 | STANDARD | WHITLASH | MT | PRIMARY | 48.91 | -111.15
59353 | STANDARD | WIBAUX | MT | PRIMARY | 47.01 | -104.32
59760 | PO BOX | WILLOW CREEK | MT | PRIMARY | 45.82 | -111.63
59086 | STANDARD | WILSALL | MT | PRIMARY | 46.06 | -110.59
59489 | STANDARD | WINIFRED | MT | PRIMARY | 47.63 | -109.21
59058 | STANDARD | MOSBY | MT | PRIMARY | 47.08 | -107.8
59087 | STANDARD | WINNETT | MT | PRIMARY | 47.11 | -108.22
59761 | STANDARD | WISDOM | MT | PRIMARY | 45.54 | -113.54
59762 | STANDARD | WISE RIVER | MT | PRIMARY | 45.66 | -112.93
59648 | STANDARD | WOLF CREEK | MT | PRIMARY | 47.08 | -112.17
59201 | STANDARD | WOLF POINT | MT | PRIMARY | 48.28 | -105.66
59088 | STANDARD | WORDEN | MT | PRIMARY | 46.12 | -108.09
59089 | STANDARD | WYOLA | MT | PRIMARY | 45.1 | -107.41
59546 | STANDARD | ZORTMAN | MT | PRIMARY | 47.78 | -108.53
59547 | STANDARD | ZURICH | MT | PRIMARY | 48.66 | -109.01
59319 | STANDARD | CAPITOL | MT | PRIMARY | 45.46 | -104.18
58001 | PO BOX | ABERCROMBIE | ND | PRIMARY | 46.44 | -96.72
58210 | STANDARD | ADAMS | ND | PRIMARY | 48.41 | -98.07
58830 | STANDARD | ALAMO | ND | PRIMARY | 48.58 | -103.46
58831 | STANDARD | ALEXANDER | ND | PRIMARY | 47.84 | -103.64
58520 | STANDARD | ALMONT | ND | PRIMARY | 46.72 | -101.5
58833 | STANDARD | AMBROSE | ND | PRIMARY | 48.95 | -103.48
58620 | STANDARD | AMIDON | ND | PRIMARY | 46.48 | -103.31
58710 | STANDARD | ANAMOOSE | ND | PRIMARY | 47.88 | -100.24
58758 | STANDARD | MARTIN | ND | PRIMARY | 47.82 | -100.11
58212 | STANDARD | ANETA | ND | PRIMARY | 47.67 | -97.98
58711 | STANDARD | ANTLER | ND | PRIMARY | 48.97 | -101.28
58835 | STANDARD | ARNEGARD | ND | PRIMARY | 47.8 | -103.43
58006 | STANDARD | ARTHUR | ND | PRIMARY | 47.1 | -97.21
58214 | STANDARD | ARVILLA | ND | PRIMARY | 47.91 | -97.49
58413 | STANDARD | ASHLEY | ND | PRIMARY | 46.03 | -99.37
58521 | STANDARD | BALDWIN | ND | PRIMARY | 46.97 | -100.75
58713 | STANDARD | BANTRY | ND | PRIMARY | 48.49 | -100.6
58216 | STANDARD | BATHGATE | ND | PRIMARY | 48.88 | -97.47
58621 | STANDARD | BEACH | ND | PRIMARY | 46.91 | -104
58316 | STANDARD | BELCOURT | ND | PRIMARY | 48.84 | -99.74
58622 | STANDARD | BELFIELD | ND | PRIMARY | 46.88 | -103.19
58627 | STANDARD | FAIRFIELD | ND | PRIMARY | 47.18 | -103.21
58716 | STANDARD | BENEDICT | ND | PRIMARY | 47.83 | -101.08
58718 | STANDARD | BERTHOLD | ND | PRIMARY | 48.31 | -101.73
58523 | STANDARD | BEULAH | ND | PRIMARY | 47.26 | -101.77
58416 | STANDARD | BINFORD | ND | PRIMARY | 47.55 | -98.34
58484 | STANDARD | SUTTON | ND | PRIMARY | 47.4 | -98.43
58310 | STANDARD | AGATE | ND | PRIMARY | 48.57 | -99.66
58317 | STANDARD | BISBEE | ND | PRIMARY | 48.62 | -99.37
58501 | STANDARD | BISMARCK | ND | PRIMARY | 46.8 | -100.76
58502 | PO BOX | BISMARCK | ND | PRIMARY | 46.8 | -100.76
58503 | STANDARD | BISMARCK | ND | PRIMARY | 46.91 | -100.75
58504 | STANDARD | BISMARCK | ND | PRIMARY | 46.8 | -100.76
58505 | STANDARD | BISMARCK | ND | PRIMARY | 46.8 | -100.76
58506 | PO BOX | BISMARCK | ND | PRIMARY | 46.8 | -100.76
58507 | PO BOX | BISMARCK | ND | PRIMARY | 46.8 | -100.76
58318 | STANDARD | BOTTINEAU | ND | PRIMARY | 48.82 | -100.44
58721 | STANDARD | BOWBELLS | ND | PRIMARY | 48.8 | -102.24
58418 | STANDARD | BOWDON | ND | PRIMARY | 47.46 | -99.7
58423 | STANDARD | CHASELEY | ND | PRIMARY | 47.45 | -99.8
58623 | STANDARD | BOWMAN | ND | PRIMARY | 46.18 | -103.4
58321 | STANDARD | BROCKET | ND | PRIMARY | 48.21 | -98.35
58420 | STANDARD | BUCHANAN | ND | PRIMARY | 47.06 | -98.82
58011 | STANDARD | BUFFALO | ND | PRIMARY | 46.92 | -97.55
58722 | STANDARD | BURLINGTON | ND | PRIMARY | 48.27 | -101.42
58723 | STANDARD | BUTTE | ND | PRIMARY | 47.83 | -100.66
58218 | STANDARD | BUXTON | ND | PRIMARY | 47.6 | -97.09
58219 | STANDARD | CALEDONIA | ND | PRIMARY | 47.45 | -96.88
58223 | STANDARD | CUMMINGS | ND | PRIMARY | 47.51 | -97.07
58324 | STANDARD | CANDO | ND | PRIMARY | 48.48 | -99.2
58725 | STANDARD | CARPIO | ND | PRIMARY | 48.44 | -101.71
58421 | STANDARD | CARRINGTON | ND | PRIMARY | 47.45 | -99.12
58529 | STANDARD | CARSON | ND | PRIMARY | 46.42 | -101.57
58838 | STANDARD | CARTWRIGHT | ND | PRIMARY | 47.86 | -103.93
58004 | STANDARD | AMENIA | ND | PRIMARY | 47 | -97.22
58012 | STANDARD | CASSELTON | ND | PRIMARY | 46.9 | -97.21
58079 | STANDARD | WHEATLAND | ND | PRIMARY | 46.9 | -97.34
58422 | STANDARD | CATHAY | ND | PRIMARY | 47.55 | -99.41
58220 | STANDARD | CAVALIER | ND | PRIMARY | 48.79 | -97.62
58236 | STANDARD | GLASSTON | ND | PRIMARY | 48.7 | -97.44
58013 | STANDARD | CAYUGA | ND | PRIMARY | 46.07 | -97.38
58530 | STANDARD | CENTER | ND | PRIMARY | 47.11 | -101.29
58015 | STANDARD | CHRISTINE | ND | PRIMARY | 46.57 | -96.8
58325 | STANDARD | CHURCHS FERRY | ND | PRIMARY | 48.26 | -99.19
58424 | STANDARD | CLEVELAND | ND | PRIMARY | 46.89 | -99.12
58016 | STANDARD | CLIFFORD | ND | PRIMARY | 47.34 | -97.4
58017 | STANDARD | COGSWELL | ND | PRIMARY | 46.1 | -97.78
58531 | STANDARD | COLEHARBOR | ND | PRIMARY | 47.54 | -101.22
58018 | STANDARD | COLFAX | ND | PRIMARY | 46.47 | -96.87
58727 | STANDARD | COLUMBUS | ND | PRIMARY | 48.9 | -102.78
58425 | STANDARD | COOPERSTOWN | ND | PRIMARY | 47.44 | -98.12
58452 | STANDARD | JESSIE | ND | PRIMARY | 47.54 | -98.23
58426 | STANDARD | COURTENAY | ND | PRIMARY | 47.22 | -98.56
58730 | STANDARD | CROSBY | ND | PRIMARY | 48.91 | -103.29
58222 | STANDARD | CRYSTAL | ND | PRIMARY | 48.59 | -97.66
58021 | STANDARD | DAVENPORT | ND | PRIMARY | 46.71 | -97.06
58428 | STANDARD | DAWSON | ND | PRIMARY | 46.86 | -99.75
58429 | STANDARD | DAZEY | ND | PRIMARY | 47.18 | -98.2
58731 | STANDARD | DEERING | ND | PRIMARY | 48.39 | -101.04
58733 | STANDARD | DES LACS | ND | PRIMARY | 48.25 | -101.56
58301 | STANDARD | DEVILS LAKE | ND | PRIMARY | 48.11 | -98.87
58327 | STANDARD | CRARY | ND | PRIMARY | 48.07 | -98.64
58362 | STANDARD | PENN | ND | PRIMARY | 48.22 | -99.08
58382 | STANDARD | WEBSTER | ND | PRIMARY | 48.28 | -98.87
58601 | STANDARD | DICKINSON | ND | PRIMARY | 46.88 | -102.78
58602 | PO BOX | DICKINSON | ND | PRIMARY | 46.88 | -102.78
58625 | STANDARD | DODGE | ND | PRIMARY | 47.3 | -102.2
58734 | STANDARD | DONNYBROOK | ND | PRIMARY | 48.5 | -101.88
58735 | STANDARD | DOUGLAS | ND | PRIMARY | 47.85 | -101.5
58712 | STANDARD | BALFOUR | ND | PRIMARY | 47.95 | -100.53
58736 | STANDARD | DRAKE | ND | PRIMARY | 47.92 | -100.37
58225 | STANDARD | DRAYTON | ND | PRIMARY | 48.56 | -97.17
58626 | STANDARD | DUNN CENTER | ND | PRIMARY | 47.35 | -102.62
58329 | STANDARD | DUNSEITH | ND | PRIMARY | 48.81 | -100.06
58433 | STANDARD | EDGELEY | ND | PRIMARY | 46.36 | -98.71
58227 | STANDARD | EDINBURG | ND | PRIMARY | 48.49 | -97.86
58330 | STANDARD | EDMORE | ND | PRIMARY | 48.41 | -98.45
58331 | STANDARD | EGELAND | ND | PRIMARY | 48.62 | -99.09
58533 | STANDARD | ELGIN | ND | PRIMARY | 46.4 | -101.84
58436 | STANDARD | ELLENDALE | ND | PRIMARY | 46 | -98.52
58228 | STANDARD | EMERADO | ND | PRIMARY | 47.92 | -97.36
58027 | STANDARD | ENDERLIN | ND | PRIMARY | 46.62 | -97.59
58843 | STANDARD | EPPING | ND | PRIMARY | 48.28 | -103.35
58007 | STANDARD | AYR | ND | PRIMARY | 47.04 | -97.49
58029 | STANDARD | ERIE | ND | PRIMARY | 47.11 | -97.38
58332 | STANDARD | ESMOND | ND | PRIMARY | 48.03 | -99.76
58229 | STANDARD | FAIRDALE | ND | PRIMARY | 48.48 | -98.23
58030 | STANDARD | FAIRMOUNT | ND | PRIMARY | 46.05 | -96.6
58102 | STANDARD | FARGO | ND | PRIMARY | 46.87 | -96.81
58103 | STANDARD | FARGO | ND | PRIMARY | 46.87 | -96.81
58104 | STANDARD | FARGO | ND | PRIMARY | 46.87 | -96.81
58105 | PO BOX | FARGO | ND | PRIMARY | 46.87 | -96.81
58106 | PO BOX | FARGO | ND | PRIMARY | 46.87 | -96.81
58107 | PO BOX | FARGO | ND | PRIMARY | 46.87 | -96.81
58108 | PO BOX | FARGO | ND | PRIMARY | 46.87 | -96.81
58109 | PO BOX | FARGO | ND | PRIMARY | 46.87 | -96.81
58121 | UNIQUE | FARGO | ND | PRIMARY | 46.87 | -96.81
58122 | UNIQUE | FARGO | ND | PRIMARY | 46.87 | -96.81
58124 | UNIQUE | FARGO | ND | PRIMARY | 46.87 | -96.81
58125 | UNIQUE | FARGO | ND | PRIMARY | 46.87 | -96.81
58126 | UNIQUE | FARGO | ND | PRIMARY | 46.87 | -96.81
58438 | STANDARD | FESSENDEN | ND | PRIMARY | 47.64 | -99.62
58031 | STANDARD | FINGAL | ND | PRIMARY | 46.76 | -97.79
58230 | STANDARD | FINLEY | ND | PRIMARY | 47.51 | -97.83
58535 | STANDARD | FLASHER | ND | PRIMARY | 46.45 | -101.23
58564 | STANDARD | RALEIGH | ND | PRIMARY | 46.36 | -101.3
58569 | STANDARD | SHIELDS | ND | PRIMARY | 46.23 | -101.13
58737 | STANDARD | FLAXTON | ND | PRIMARY | 48.89 | -102.39
58439 | STANDARD | FORBES | ND | PRIMARY | 45.94 | -98.78
58231 | STANDARD | FORDVILLE | ND | PRIMARY | 48.21 | -97.79
58233 | STANDARD | FOREST RIVER | ND | PRIMARY | 48.21 | -97.47
58032 | STANDARD | FORMAN | ND | PRIMARY | 46.1 | -97.63
58033 | STANDARD | FORT RANSOM | ND | PRIMARY | 46.52 | -97.93
58335 | PO BOX | FORT TOTTEN | ND | PRIMARY | 47.97 | -98.99
58844 | STANDARD | FORTUNA | ND | PRIMARY | 48.91 | -103.77
58528 | STANDARD | CANNON BALL | ND | PRIMARY | 46.31 | -100.63
58538 | STANDARD | FORT YATES | ND | PRIMARY | 46.08 | -100.63
58441 | STANDARD | FULLERTON | ND | PRIMARY | 46.16 | -98.42
58442 | STANDARD | GACKLE | ND | PRIMARY | 46.62 | -99.14
58035 | STANDARD | GALESBURG | ND | PRIMARY | 47.27 | -97.4
58036 | STANDARD | GARDNER | ND | PRIMARY | 47.14 | -96.96
58540 | STANDARD | GARRISON | ND | PRIMARY | 47.65 | -101.42
58235 | STANDARD | GILBY | ND | PRIMARY | 48.08 | -97.46
58630 | STANDARD | GLADSTONE | ND | PRIMARY | 46.86 | -102.56
58641 | STANDARD | LEFOR | ND | PRIMARY | 46.68 | -102.55
58740 | STANDARD | GLENBURN | ND | PRIMARY | 48.51 | -101.22
58443 | STANDARD | GLENFIELD | ND | PRIMARY | 47.45 | -98.56
58631 | STANDARD | GLEN ULLIN | ND | PRIMARY | 46.81 | -101.83
58541 | STANDARD | GOLDEN VALLEY | ND | PRIMARY | 47.29 | -102.06
58632 | STANDARD | GOLVA | ND | PRIMARY | 46.73 | -103.98
58430 | STANDARD | DENHOFF | ND | PRIMARY | 47.48 | -100.26
58444 | STANDARD | GOODRICH | ND | PRIMARY | 47.47 | -100.12
58445 | STANDARD | GRACE CITY | ND | PRIMARY | 47.55 | -98.8
58237 | STANDARD | GRAFTON | ND | PRIMARY | 48.41 | -97.4
58201 | STANDARD | GRAND FORKS | ND | PRIMARY | 47.91 | -97.07
58202 | STANDARD | GRAND FORKS | ND | PRIMARY | 47.91 | -97.07
58203 | STANDARD | GRAND FORKS | ND | PRIMARY | 47.91 | -97.07
58204 | STANDARD | GRAND FORKS AFB | ND | PRIMARY | 47.96 | -97.38
58205 | STANDARD | GRAND FORKS AFB | ND | PRIMARY | 47.96 | -97.38
58206 | PO BOX | GRAND FORKS | ND | PRIMARY | 47.91 | -97.07
58207 | UNIQUE | GRAND FORKS | ND | PRIMARY | 47.91 | -97.07
58208 | PO BOX | GRAND FORKS | ND | PRIMARY | 47.91 | -97.07
58038 | STANDARD | GRANDIN | ND | PRIMARY | 47.23 | -97
58741 | STANDARD | GRANVILLE | ND | PRIMARY | 48.26 | -100.84
58634 | STANDARD | GRASSY BUTTE | ND | PRIMARY | 47.4 | -103.25
58845 | STANDARD | GRENORA | ND | PRIMARY | 48.61 | -103.93
58040 | STANDARD | GWINNER | ND | PRIMARY | 46.22 | -97.65
58069 | STANDARD | STIRUM | ND | PRIMARY | 46.21 | -97.8
58542 | STANDARD | HAGUE | ND | PRIMARY | 46.02 | -99.99
58636 | STANDARD | HALLIDAY | ND | PRIMARY | 47.35 | -102.33
58238 | STANDARD | HAMILTON | ND | PRIMARY | 48.8 | -97.45
58338 | STANDARD | HAMPDEN | ND | PRIMARY | 48.53 | -98.65
58041 | STANDARD | HANKINSON | ND | PRIMARY | 46.07 | -96.89
58448 | STANDARD | HANNAFORD | ND | PRIMARY | 47.31 | -98.18
58341 | STANDARD | HARVEY | ND | PRIMARY | 47.77 | -99.93
58005 | STANDARD | ARGUSVILLE | ND | PRIMARY | 47.05 | -96.94
58042 | STANDARD | HARWOOD | ND | PRIMARY | 46.98 | -96.87
58240 | STANDARD | HATTON | ND | PRIMARY | 47.63 | -97.45
58043 | STANDARD | HAVANA | ND | PRIMARY | 45.95 | -97.61
58544 | STANDARD | HAZELTON | ND | PRIMARY | 46.48 | -100.27
58545 | STANDARD | HAZEN | ND | PRIMARY | 47.29 | -101.62
58638 | STANDARD | HEBRON | ND | PRIMARY | 46.9 | -102.04
58241 | STANDARD | HENSEL | ND | PRIMARY | 48.68 | -97.66
58639 | STANDARD | HETTINGER | ND | PRIMARY | 46 | -102.63
58009 | STANDARD | BLANCHARD | ND | PRIMARY | 47.34 | -97.21
58045 | STANDARD | HILLSBORO | ND | PRIMARY | 47.4 | -97.06
58243 | STANDARD | HOOPLE | ND | PRIMARY | 48.53 | -97.63
58046 | STANDARD | HOPE | ND | PRIMARY | 47.32 | -97.71
58056 | STANDARD | LUVERNE | ND | PRIMARY | 47.25 | -97.93
58065 | STANDARD | PILLSBURY | ND | PRIMARY | 47.2 | -97.79
58047 | STANDARD | HORACE | ND | PRIMARY | 46.75 | -96.9
58002 | STANDARD | ABSARAKA | ND | PRIMARY | 46.97 | -97.39
58048 | STANDARD | HUNTER | ND | PRIMARY | 47.19 | -97.21
58451 | STANDARD | HURDSFIELD | ND | PRIMARY | 47.44 | -99.93
58244 | STANDARD | INKSTER | ND | PRIMARY | 48.15 | -97.64
58401 | STANDARD | JAMESTOWN | ND | PRIMARY | 46.91 | -98.69
58402 | PO BOX | JAMESTOWN | ND | PRIMARY | 46.91 | -98.69
58405 | UNIQUE | JAMESTOWN | ND | PRIMARY | 46.91 | -98.69
58476 | STANDARD | PINGREE | ND | PRIMARY | 47.16 | -98.9
58454 | STANDARD | JUD | ND | PRIMARY | 46.52 | -98.89
58744 | STANDARD | KARLSRUHE | ND | PRIMARY | 48.09 | -100.61
58049 | STANDARD | KATHRYN | ND | PRIMARY | 46.67 | -97.96
58847 | STANDARD | KEENE | ND | PRIMARY | 47.93 | -102.95
58746 | STANDARD | KENMARE | ND | PRIMARY | 48.67 | -102.08
58455 | STANDARD | KENSAL | ND | PRIMARY | 47.3 | -98.73
58640 | STANDARD | KILLDEER | ND | PRIMARY | 47.36 | -102.75
58051 | STANDARD | KINDRED | ND | PRIMARY | 46.65 | -97.02
58343 | STANDARD | KNOX | ND | PRIMARY | 48.34 | -99.68
58748 | STANDARD | KRAMER | ND | PRIMARY | 48.69 | -100.7
58440 | STANDARD | FREDONIA | ND | PRIMARY | 46.32 | -99.09
58456 | STANDARD | KULM | ND | PRIMARY | 46.3 | -98.94
58344 | STANDARD | LAKOTA | ND | PRIMARY | 48.04 | -98.34
58415 | STANDARD | BERLIN | ND | PRIMARY | 46.37 | -98.48
58431 | STANDARD | DICKEY | ND | PRIMARY | 46.53 | -98.46
58458 | STANDARD | LAMOURE | ND | PRIMARY | 46.37 | -98.28
58249 | STANDARD | LANGDON | ND | PRIMARY | 48.76 | -98.37
58255 | STANDARD | MAIDA | ND | PRIMARY | 48.99 | -98.36
58281 | STANDARD | WALES | ND | PRIMARY | 48.89 | -98.6
58250 | STANDARD | LANKIN | ND | PRIMARY | 48.31 | -97.92
58750 | STANDARD | LANSFORD | ND | PRIMARY | 48.62 | -101.37
58251 | STANDARD | LARIMORE | ND | PRIMARY | 47.9 | -97.62
58345 | STANDARD | LAWTON | ND | PRIMARY | 48.3 | -98.36
58346 | STANDARD | LEEDS | ND | PRIMARY | 48.28 | -99.43
58460 | STANDARD | LEHR | ND | PRIMARY | 46.28 | -99.35
58052 | STANDARD | LEONARD | ND | PRIMARY | 46.65 | -97.24
58053 | STANDARD | LIDGERWOOD | ND | PRIMARY | 46.07 | -97.14
58752 | STANDARD | LIGNITE | ND | PRIMARY | 48.87 | -102.56
58552 | STANDARD | LINTON | ND | PRIMARY | 46.26 | -100.23
58054 | STANDARD | LISBON | ND | PRIMARY | 46.43 | -97.68
58461 | STANDARD | LITCHVILLE | ND | PRIMARY | 46.65 | -98.19
58463 | STANDARD | MCCLUSKY | ND | PRIMARY | 47.48 | -100.44
58755 | STANDARD | MCGREGOR | ND | PRIMARY | 48.6 | -102.93
58464 | STANDARD | MCHENRY | ND | PRIMARY | 47.57 | -98.59
58057 | STANDARD | MCLEOD | ND | PRIMARY | 46.39 | -97.29
58254 | STANDARD | MCVILLE | ND | PRIMARY | 47.76 | -98.17
58348 | STANDARD | MADDOCK | ND | PRIMARY | 47.96 | -99.52
58756 | STANDARD | MAKOTI | ND | PRIMARY | 47.96 | -101.8
58554 | STANDARD | MANDAN | ND | PRIMARY | 46.82 | -100.88
58566 | STANDARD | SAINT ANTHONY | ND | PRIMARY | 46.58 | -100.89
58757 | STANDARD | MANDAREE | ND | PRIMARY | 47.73 | -102.67
58642 | STANDARD | MANNING | ND | PRIMARY | 47.23 | -102.76
58058 | STANDARD | MANTADOR | ND | PRIMARY | 46.16 | -96.97
58256 | STANDARD | MANVEL | ND | PRIMARY | 48.07 | -97.17
58059 | STANDARD | MAPLETON | ND | PRIMARY | 46.89 | -97.05
58466 | STANDARD | MARION | ND | PRIMARY | 46.6 | -98.33
58759 | STANDARD | MAX | ND | PRIMARY | 47.81 | -101.29
58760 | STANDARD | MAXBASS | ND | PRIMARY | 48.72 | -101.14
58257 | STANDARD | MAYVILLE | ND | PRIMARY | 47.5 | -97.32
58467 | STANDARD | MEDINA | ND | PRIMARY | 46.89 | -99.3
58645 | STANDARD | MEDORA | ND | PRIMARY | 46.91 | -103.52
58258 | STANDARD | MEKINOCK | ND | PRIMARY | 48.01 | -97.36
58558 | STANDARD | MENOKEN | ND | PRIMARY | 46.81 | -100.51
58559 | STANDARD | MERCER | ND | PRIMARY | 47.49 | -100.71
58224 | STANDARD | DAHLEN | ND | PRIMARY | 48.15 | -97.92
58259 | STANDARD | MICHIGAN | ND | PRIMARY | 48.02 | -98.11
58060 | STANDARD | MILNOR | ND | PRIMARY | 46.26 | -97.45
58260 | STANDARD | MILTON | ND | PRIMARY | 48.62 | -98.04
58351 | STANDARD | MINNEWAUKAN | ND | PRIMARY | 48.06 | -99.25
58701 | STANDARD | MINOT | ND | PRIMARY | 48.23 | -101.29
58702 | PO BOX | MINOT | ND | PRIMARY | 48.23 | -101.29
58703 | STANDARD | MINOT | ND | PRIMARY | 48.23 | -101.29
58704 | STANDARD | MINOT AFB | ND | PRIMARY | 48.41 | -101.33
58705 | STANDARD | MINOT AFB | ND | PRIMARY | 48.41 | -101.33
58707 | UNIQUE | MINOT | ND | PRIMARY | 48.23 | -101.29
58768 | STANDARD | NORWICH | ND | PRIMARY | 48.25 | -100.98
58261 | STANDARD | MINTO | ND | PRIMARY | 48.29 | -97.37
58524 | STANDARD | BRADDOCK | ND | PRIMARY | 46.56 | -100.08
58560 | STANDARD | MOFFIT | ND | PRIMARY | 46.68 | -100.28
58761 | STANDARD | MOHALL | ND | PRIMARY | 48.76 | -101.51
58472 | STANDARD | MONTPELIER | ND | PRIMARY | 46.69 | -98.58
58061 | STANDARD | MOORETON | ND | PRIMARY | 46.26 | -96.87
58646 | STANDARD | MOTT | ND | PRIMARY | 46.37 | -102.31
58262 | STANDARD | MOUNTAIN | ND | PRIMARY | 48.68 | -97.86
58311 | STANDARD | ALSEN | ND | PRIMARY | 48.62 | -98.7
58323 | STANDARD | CALVIN | ND | PRIMARY | 48.85 | -98.93
58352 | STANDARD | MUNICH | ND | PRIMARY | 48.66 | -98.83
58353 | STANDARD | MYLO | ND | PRIMARY | 48.63 | -99.61
58363 | STANDARD | PERTH | ND | PRIMARY | 48.71 | -99.45
58549 | STANDARD | KINTYRE | ND | PRIMARY | 46.55 | -99.95
58561 | STANDARD | NAPOLEON | ND | PRIMARY | 46.5 | -99.76
58265 | STANDARD | NECHE | ND | PRIMARY | 48.98 | -97.55
58355 | PO BOX | NEKOMA | ND | PRIMARY | 48.57 | -98.37
58762 | STANDARD | NEWBURG | ND | PRIMARY | 48.71 | -100.91
58647 | STANDARD | NEW ENGLAND | ND | PRIMARY | 46.54 | -102.86
58562 | STANDARD | NEW LEIPZIG | ND | PRIMARY | 46.37 | -101.95
58356 | STANDARD | NEW ROCKFORD | ND | PRIMARY | 47.68 | -99.13
58563 | STANDARD | NEW SALEM | ND | PRIMARY | 46.84 | -101.41
58763 | STANDARD | NEW TOWN | ND | PRIMARY | 47.98 | -102.49
58266 | STANDARD | NIAGARA | ND | PRIMARY | 47.99 | -97.87
58062 | STANDARD | NOME | ND | PRIMARY | 46.67 | -97.81
58765 | STANDARD | NOONAN | ND | PRIMARY | 48.89 | -103.01
58267 | STANDARD | NORTHWOOD | ND | PRIMARY | 47.73 | -97.56
58474 | STANDARD | OAKES | ND | PRIMARY | 46.13 | -98.08
58357 | STANDARD | OBERON | ND | PRIMARY | 47.92 | -99.2
58063 | STANDARD | ORISKA | ND | PRIMARY | 46.93 | -97.78
58269 | STANDARD | OSNABROCK | ND | PRIMARY | 48.67 | -98.14
58064 | STANDARD | PAGE | ND | PRIMARY | 47.15 | -97.57
58769 | STANDARD | PALERMO | ND | PRIMARY | 48.33 | -102.22
58270 | STANDARD | PARK RIVER | ND | PRIMARY | 48.39 | -97.74
58770 | STANDARD | PARSHALL | ND | PRIMARY | 47.95 | -102.13
58361 | STANDARD | PEKIN | ND | PRIMARY | 47.79 | -98.32
58271 | STANDARD | PEMBINA | ND | PRIMARY | 48.96 | -97.24
58272 | STANDARD | PETERSBURG | ND | PRIMARY | 48.01 | -97.99
58475 | STANDARD | PETTIBONE | ND | PRIMARY | 47.11 | -99.52
58273 | STANDARD | PISEK | ND | PRIMARY | 48.31 | -97.71
58771 | STANDARD | PLAZA | ND | PRIMARY | 48.02 | -101.95
58772 | STANDARD | PORTAL | ND | PRIMARY | 48.99 | -102.54
58274 | STANDARD | PORTLAND | ND | PRIMARY | 47.49 | -97.36
58773 | STANDARD | POWERS LAKE | ND | PRIMARY | 48.56 | -102.64
58849 | STANDARD | RAY | ND | PRIMARY | 48.34 | -103.16
58649 | STANDARD | REEDER | ND | PRIMARY | 46.1 | -102.94
58650 | STANDARD | REGENT | ND | PRIMARY | 46.42 | -102.55
58275 | STANDARD | REYNOLDS | ND | PRIMARY | 47.67 | -97.1
58643 | STANDARD | MARMARTH | ND | PRIMARY | 46.29 | -103.93
58651 | STANDARD | RHAME | ND | PRIMARY | 46.23 | -103.65
58644 | STANDARD | MARSHALL | ND | PRIMARY | 47.13 | -102.33
58652 | STANDARD | RICHARDTON | ND | PRIMARY | 46.88 | -102.31
58565 | STANDARD | RIVERDALE | ND | PRIMARY | 47.49 | -101.36
58478 | STANDARD | ROBINSON | ND | PRIMARY | 47.14 | -99.78
58339 | STANDARD | HANSBORO | ND | PRIMARY | 48.95 | -99.38
58365 | STANDARD | ROCKLAKE | ND | PRIMARY | 48.79 | -99.24
58366 | STANDARD | ROLETTE | ND | PRIMARY | 48.66 | -99.84
58367 | STANDARD | ROLLA | ND | PRIMARY | 48.85 | -99.61
58775 | STANDARD | ROSEGLEN | ND | PRIMARY | 47.75 | -101.83
58776 | STANDARD | ROSS | ND | PRIMARY | 48.31 | -102.54
58313 | STANDARD | BALTA | ND | PRIMARY | 48.16 | -100.03
58368 | STANDARD | RUGBY | ND | PRIMARY | 48.36 | -99.99
58067 | STANDARD | RUTLAND | ND | PRIMARY | 46.05 | -97.5
58779 | STANDARD | RYDER | ND | PRIMARY | 47.91 | -101.67
58369 | STANDARD | SAINT JOHN | ND | PRIMARY | 48.94 | -99.71
58370 | STANDARD | SAINT MICHAEL | ND | PRIMARY | 47.94 | -98.9
58276 | STANDARD | SAINT THOMAS | ND | PRIMARY | 48.62 | -97.44
58479 | STANDARD | ROGERS | ND | PRIMARY | 47.07 | -98.2
58480 | STANDARD | SANBORN | ND | PRIMARY | 46.94 | -98.22
58372 | STANDARD | SARLES | ND | PRIMARY | 48.94 | -98.99
58781 | STANDARD | SAWYER | ND | PRIMARY | 48.08 | -101.05
58653 | STANDARD | SCRANTON | ND | PRIMARY | 46.14 | -103.14
58568 | STANDARD | SELFRIDGE | ND | PRIMARY | 46.04 | -100.92
58654 | STANDARD | SENTINEL BUTTE | ND | PRIMARY | 46.91 | -103.84
58277 | STANDARD | SHARON | ND | PRIMARY | 47.59 | -97.89
58068 | STANDARD | SHELDON | ND | PRIMARY | 46.58 | -97.49
58782 | STANDARD | SHERWOOD | ND | PRIMARY | 48.96 | -101.63
58374 | STANDARD | SHEYENNE | ND | PRIMARY | 47.82 | -99.11
58570 | STANDARD | SOLEN | ND | PRIMARY | 46.38 | -100.79
58783 | STANDARD | SOURIS | ND | PRIMARY | 48.91 | -100.68
58655 | STANDARD | SOUTH HEART | ND | PRIMARY | 46.86 | -102.99
58481 | STANDARD | SPIRITWOOD | ND | PRIMARY | 46.93 | -98.5
58784 | STANDARD | STANLEY | ND | PRIMARY | 48.31 | -102.38
58794 | STANDARD | WHITE EARTH | ND | PRIMARY | 48.38 | -102.77
58571 | STANDARD | STANTON | ND | PRIMARY | 47.31 | -101.38
58377 | STANDARD | STARKWEATHER | ND | PRIMARY | 48.45 | -98.87
58482 | STANDARD | STEELE | ND | PRIMARY | 46.85 | -99.91
58532 | STANDARD | DRISCOLL | ND | PRIMARY | 46.85 | -100.13
58572 | STANDARD | STERLING | ND | PRIMARY | 46.81 | -100.28
58573 | STANDARD | STRASBURG | ND | PRIMARY | 46.13 | -100.16
58483 | STANDARD | STREETER | ND | PRIMARY | 46.65 | -99.35
58785 | STANDARD | SURREY | ND | PRIMARY | 48.23 | -101.13
58486 | STANDARD | SYKESTON | ND | PRIMARY | 47.46 | -99.39
58487 | STANDARD | TAPPEN | ND | PRIMARY | 46.87 | -99.62
58656 | STANDARD | TAYLOR | ND | PRIMARY | 46.9 | -102.42
58278 | STANDARD | THOMPSON | ND | PRIMARY | 47.77 | -97.1
58852 | STANDARD | TIOGA | ND | PRIMARY | 48.39 | -102.93
58379 | PO BOX | TOKIO | ND | PRIMARY | 47.92 | -98.81
58787 | STANDARD | TOLLEY | ND | PRIMARY | 48.73 | -101.82
58380 | STANDARD | TOLNA | ND | PRIMARY | 47.82 | -98.43
58071 | STANDARD | TOWER CITY | ND | PRIMARY | 46.92 | -97.67
58788 | STANDARD | TOWNER | ND | PRIMARY | 48.34 | -100.4
58853 | PO BOX | TRENTON | ND | PRIMARY | 48.06 | -103.85
58575 | STANDARD | TURTLE LAKE | ND | PRIMARY | 47.52 | -100.89
58488 | STANDARD | TUTTLE | ND | PRIMARY | 47.14 | -99.99
58576 | STANDARD | UNDERWOOD | ND | PRIMARY | 47.45 | -101.14
58789 | STANDARD | UPHAM | ND | PRIMARY | 48.58 | -100.72
58072 | STANDARD | VALLEY CITY | ND | PRIMARY | 46.92 | -98
58778 | STANDARD | RUSO | ND | PRIMARY | 47.83 | -100.93
58790 | STANDARD | VELVA | ND | PRIMARY | 48.05 | -100.93
58490 | STANDARD | VERONA | ND | PRIMARY | 46.36 | -98.07
58792 | STANDARD | VOLTAIRE | ND | PRIMARY | 48.01 | -100.84
58074 | PO BOX | WAHPETON | ND | PRIMARY | 46.26 | -96.6
58075 | STANDARD | WAHPETON | ND | PRIMARY | 46.26 | -96.6
58076 | UNIQUE | WAHPETON | ND | PRIMARY | 46.26 | -96.6
58077 | STANDARD | WALCOTT | ND | PRIMARY | 46.55 | -96.93
58239 | STANDARD | HANNAH | ND | PRIMARY | 48.97 | -98.69
58282 | STANDARD | WALHALLA | ND | PRIMARY | 48.92 | -97.91
58381 | STANDARD | WARWICK | ND | PRIMARY | 47.85 | -98.7
58577 | STANDARD | WASHBURN | ND | PRIMARY | 47.29 | -101.02
58854 | STANDARD | WATFORD CITY | ND | PRIMARY | 47.8 | -103.27
58078 | STANDARD | WEST FARGO | ND | PRIMARY | 46.87 | -96.89
58793 | STANDARD | WESTHOPE | ND | PRIMARY | 48.91 | -101.01
58795 | STANDARD | WILDROSE | ND | PRIMARY | 48.62 | -103.18
58801 | STANDARD | WILLISTON | ND | PRIMARY | 48.16 | -103.63
58802 | PO BOX | WILLISTON | ND | PRIMARY | 48.16 | -103.63
58384 | STANDARD | WILLOW CITY | ND | PRIMARY | 48.6 | -100.29
58579 | STANDARD | WILTON | ND | PRIMARY | 47.15 | -100.78
58492 | STANDARD | WIMBLEDON | ND | PRIMARY | 47.17 | -98.45
58477 | STANDARD | REGAN | ND | PRIMARY | 47.15 | -100.52
58494 | STANDARD | WING | ND | PRIMARY | 47.14 | -100.28
58495 | STANDARD | WISHEK | ND | PRIMARY | 46.25 | -99.55
58385 | STANDARD | WOLFORD | ND | PRIMARY | 48.49 | -99.7
58496 | STANDARD | WOODWORTH | ND | PRIMARY | 47.14 | -99.3
58008 | STANDARD | BARNEY | ND | PRIMARY | 46.26 | -96.99
58081 | STANDARD | WYNDMERE | ND | PRIMARY | 46.26 | -97.13
58386 | STANDARD | YORK | ND | PRIMARY | 48.31 | -99.57
58497 | STANDARD | YPSILANTI | ND | PRIMARY | 46.78 | -98.55
58856 | STANDARD | ZAHL | ND | PRIMARY | 48.56 | -103.68
58580 | STANDARD | ZAP | ND | PRIMARY | 47.28 | -101.92
58581 | STANDARD | ZEELAND | ND | PRIMARY | 45.97 | -99.83
57401 | STANDARD | ABERDEEN | SD | PRIMARY | 45.46 | -98.48
57402 | PO BOX | ABERDEEN | SD | PRIMARY | 45.46 | -98.48
57474 | STANDARD | STRATFORD | SD | PRIMARY | 45.31 | -98.3
57520 | STANDARD | AGAR | SD | PRIMARY | 44.83 | -100.07
57001 | STANDARD | ALCESTER | SD | PRIMARY | 43.02 | -96.62
57311 | STANDARD | ALEXANDRIA | SD | PRIMARY | 43.65 | -97.77
57714 | STANDARD | ALLEN | SD | PRIMARY | 43.28 | -101.92
57312 | STANDARD | ALPENA | SD | PRIMARY | 44.18 | -98.36
57379 | STANDARD | VIRGIL | SD | PRIMARY | 44.29 | -98.42
57422 | STANDARD | ANDOVER | SD | PRIMARY | 45.41 | -97.9
57212 | STANDARD | ARLINGTON | SD | PRIMARY | 44.36 | -97.13
57313 | STANDARD | ARMOUR | SD | PRIMARY | 43.31 | -98.34
57314 | STANDARD | ARTESIAN | SD | PRIMARY | 44 | -97.92
57337 | STANDARD | FEDORA | SD | PRIMARY | 44 | -97.78
57424 | STANDARD | ASHTON | SD | PRIMARY | 44.99 | -98.49
57213 | STANDARD | ASTORIA | SD | PRIMARY | 44.55 | -96.54
57002 | STANDARD | AURORA | SD | PRIMARY | 44.28 | -96.68
57315 | STANDARD | AVON | SD | PRIMARY | 43 | -98.05
57214 | PO BOX | BADGER | SD | PRIMARY | 44.48 | -97.2
57003 | STANDARD | BALTIC | SD | PRIMARY | 43.75 | -96.73
57426 | PO BOX | BARNARD | SD | PRIMARY | 45.73 | -98.49
57716 | STANDARD | BATESLAND | SD | PRIMARY | 43.12 | -102.1
57427 | STANDARD | BATH | SD | PRIMARY | 45.46 | -98.32
57717 | STANDARD | BELLE FOURCHE | SD | PRIMARY | 44.66 | -103.85
57521 | STANDARD | BELVIDERE | SD | PRIMARY | 43.83 | -101.27
57004 | STANDARD | BERESFORD | SD | PRIMARY | 43.07 | -96.78
57216 | STANDARD | BIG STONE CITY | SD | PRIMARY | 45.29 | -96.46
57620 | STANDARD | BISON | SD | PRIMARY | 45.52 | -102.46
57649 | STANDARD | PRAIRIE CITY | SD | PRIMARY | 45.53 | -102.8
57650 | STANDARD | RALPH | SD | PRIMARY | 45.77 | -103.06
57718 | STANDARD | BLACK HAWK | SD | PRIMARY | 44.16 | -103.25
57522 | STANDARD | BLUNT | SD | PRIMARY | 44.51 | -99.98
57317 | STANDARD | BONESTEEL | SD | PRIMARY | 43.07 | -98.94
57428 | STANDARD | BOWDLE | SD | PRIMARY | 45.45 | -99.65
57706 | STANDARD | ELLSWORTH AFB | SD | PRIMARY | 44.14 | -103.07
57719 | STANDARD | BOX ELDER | SD | PRIMARY | 44.11 | -103.07
57217 | STANDARD | BRADLEY | SD | PRIMARY | 45.09 | -97.64
57005 | STANDARD | BRANDON | SD | PRIMARY | 43.59 | -96.57
57218 | STANDARD | BRANDT | SD | PRIMARY | 44.66 | -96.62
57429 | PO BOX | BRENTFORD | SD | PRIMARY | 45.15 | -98.32
57319 | STANDARD | BRIDGEWATER | SD | PRIMARY | 43.55 | -97.49
57219 | STANDARD | BRISTOL | SD | PRIMARY | 45.34 | -97.74
57430 | STANDARD | BRITTON | SD | PRIMARY | 45.78 | -97.74
57006 | STANDARD | BROOKINGS | SD | PRIMARY | 44.3 | -96.78
57007 | UNIQUE | BROOKINGS | SD | PRIMARY | 44.3 | -96.78
57220 | STANDARD | BRUCE | SD | PRIMARY | 44.43 | -96.88
57221 | STANDARD | BRYANT | SD | PRIMARY | 44.58 | -97.46
57720 | STANDARD | BUFFALO | SD | PRIMARY | 45.58 | -103.54
57755 | STANDARD | LUDLOW | SD | PRIMARY | 45.83 | -103.38
57722 | STANDARD | BUFFALO GAP | SD | PRIMARY | 43.49 | -103.31
57621 | PO BOX | BULLHEAD | SD | PRIMARY | 45.76 | -101.08
57523 | STANDARD | BURKE | SD | PRIMARY | 43.18 | -99.29
57724 | STANDARD | CAMP CROOK | SD | PRIMARY | 45.54 | -103.97
57012 | STANDARD | CANISTOTA | SD | PRIMARY | 43.59 | -97.29
57321 | STANDARD | CANOVA | SD | PRIMARY | 43.88 | -97.5
57013 | STANDARD | CANTON | SD | PRIMARY | 43.3 | -96.58
57725 | STANDARD | CAPUTA | SD | PRIMARY | 43.99 | -102.98
57322 | STANDARD | CARPENTER | SD | PRIMARY | 44.63 | -97.91
57323 | STANDARD | CARTHAGE | SD | PRIMARY | 44.16 | -97.71
57223 | STANDARD | CASTLEWOOD | SD | PRIMARY | 44.72 | -97.03
57324 | STANDARD | CAVOUR | SD | PRIMARY | 44.37 | -98.04
57014 | STANDARD | CENTERVILLE | SD | PRIMARY | 43.11 | -96.95
57325 | STANDARD | CHAMBERLAIN | SD | PRIMARY | 43.8 | -99.32
57326 | UNIQUE | CHAMBERLAIN | SD | PRIMARY | 43.8 | -99.32
57015 | STANDARD | CHANCELLOR | SD | PRIMARY | 43.37 | -96.98
57016 | STANDARD | CHESTER | SD | PRIMARY | 43.89 | -96.92
57224 | STANDARD | CLAIRE CITY | SD | PRIMARY | 45.85 | -97.1
57421 | STANDARD | AMHERST | SD | PRIMARY | 45.73 | -97.92
57432 | STANDARD | CLAREMONT | SD | PRIMARY | 45.67 | -98.01
57225 | STANDARD | CLARK | SD | PRIMARY | 44.88 | -97.73
57226 | STANDARD | CLEAR LAKE | SD | PRIMARY | 44.76 | -96.68
57017 | STANDARD | COLMAN | SD | PRIMARY | 43.98 | -96.81
57528 | STANDARD | COLOME | SD | PRIMARY | 43.26 | -99.71
57018 | STANDARD | COLTON | SD | PRIMARY | 43.78 | -96.92
57433 | STANDARD | COLUMBIA | SD | PRIMARY | 45.61 | -98.31
57449 | STANDARD | HOUGHTON | SD | PRIMARY | 45.76 | -98.21
57434 | STANDARD | CONDE | SD | PRIMARY | 45.15 | -98.09
57227 | STANDARD | CORONA | SD | PRIMARY | 45.33 | -96.76
57328 | STANDARD | CORSICA | SD | PRIMARY | 43.42 | -98.4
57344 | STANDARD | HARRISON | SD | PRIMARY | 43.44 | -98.52
57435 | STANDARD | CRESBARD | SD | PRIMARY | 45.16 | -98.94
57020 | STANDARD | CROOKS | SD | PRIMARY | 43.66 | -96.8
57055 | STANDARD | RENNER | SD | PRIMARY | 43.63 | -96.7
57730 | STANDARD | CUSTER | SD | PRIMARY | 43.76 | -103.6
57021 | STANDARD | DAVIS | SD | PRIMARY | 43.25 | -96.99
57732 | STANDARD | DEADWOOD | SD | PRIMARY | 44.38 | -103.72
57022 | STANDARD | DELL RAPIDS | SD | PRIMARY | 43.82 | -96.71
57330 | STANDARD | DELMONT | SD | PRIMARY | 43.26 | -98.15
57231 | STANDARD | DE SMET | SD | PRIMARY | 44.38 | -97.54
57331 | STANDARD | DIMOCK | SD | PRIMARY | 43.47 | -97.98
57436 | STANDARD | DOLAND | SD | PRIMARY | 44.89 | -98.09
57531 | STANDARD | DRAPER | SD | PRIMARY | 43.92 | -100.53
57622 | PO BOX | CHERRY CREEK | SD | PRIMARY | 44.6 | -101.5
57623 | STANDARD | DUPREE | SD | PRIMARY | 45.04 | -101.6
57625 | STANDARD | EAGLE BUTTE | SD | PRIMARY | 45 | -101.23
57232 | STANDARD | EDEN | SD | PRIMARY | 45.61 | -97.42
57735 | STANDARD | EDGEMONT | SD | PRIMARY | 43.29 | -103.82
57025 | STANDARD | ELK POINT | SD | PRIMARY | 42.68 | -96.68
57026 | STANDARD | ELKTON | SD | PRIMARY | 44.23 | -96.47
57332 | STANDARD | EMERY | SD | PRIMARY | 43.6 | -97.62
57737 | STANDARD | ENNING | SD | PRIMARY | 44.57 | -102.56
57234 | STANDARD | ESTELLINE | SD | PRIMARY | 44.57 | -96.9
57334 | STANDARD | ETHAN | SD | PRIMARY | 43.54 | -97.98
57437 | STANDARD | EUREKA | SD | PRIMARY | 45.76 | -99.62
57738 | STANDARD | FAIRBURN | SD | PRIMARY | 43.68 | -103.2
57335 | STANDARD | FAIRFAX | SD | PRIMARY | 43.02 | -98.88
57027 | STANDARD | FAIRVIEW | SD | PRIMARY | 43.22 | -96.48
57626 | STANDARD | FAITH | SD | PRIMARY | 45.02 | -102.03
57438 | STANDARD | FAULKTON | SD | PRIMARY | 45.03 | -99.12
57024 | STANDARD | EGAN | SD | PRIMARY | 43.99 | -96.65
57028 | STANDARD | FLANDREAU | SD | PRIMARY | 44.04 | -96.59
57235 | STANDARD | FLORENCE | SD | PRIMARY | 45.05 | -97.32
57741 | PO BOX | FORT MEADE | SD | PRIMARY | 44.41 | -103.47
57532 | STANDARD | FORT PIERRE | SD | PRIMARY | 44.36 | -100.37
57537 | STANDARD | HAYES | SD | PRIMARY | 44.37 | -101.02
57339 | STANDARD | FORT THOMPSON | SD | PRIMARY | 44.04 | -99.41
57440 | STANDARD | FRANKFORT | SD | PRIMARY | 44.87 | -98.3
57441 | STANDARD | FREDERICK | SD | PRIMARY | 45.83 | -98.5
57029 | STANDARD | FREEMAN | SD | PRIMARY | 43.35 | -97.43
57340 | STANDARD | FULTON | SD | PRIMARY | 43.72 | -97.82
57341 | STANDARD | GANN VALLEY | SD | PRIMARY | 44.03 | -98.98
57236 | STANDARD | GARDEN CITY | SD | PRIMARY | 44.95 | -97.58
57030 | STANDARD | GARRETSON | SD | PRIMARY | 43.71 | -96.5
57237 | STANDARD | GARY | SD | PRIMARY | 44.79 | -96.45
57031 | STANDARD | GAYVILLE | SD | PRIMARY | 42.88 | -97.17
57342 | STANDARD | GEDDES | SD | PRIMARY | 43.25 | -98.69
57442 | STANDARD | GETTYSBURG | SD | PRIMARY | 45 | -99.95
57455 | STANDARD | LEBANON | SD | PRIMARY | 45.06 | -99.76
57631 | STANDARD | GLENHAM | SD | PRIMARY | 45.53 | -100.27
57238 | STANDARD | GOODWIN | SD | PRIMARY | 44.87 | -96.84
57529 | STANDARD | DALLAS | SD | PRIMARY | 43.23 | -99.51
57533 | STANDARD | GREGORY | SD | PRIMARY | 43.23 | -99.42
57239 | STANDARD | GRENVILLE | SD | PRIMARY | 45.46 | -97.38
57439 | PO BOX | FERNEY | SD | PRIMARY | 45.33 | -98.09
57445 | STANDARD | GROTON | SD | PRIMARY | 45.45 | -98.1
57534 | STANDARD | HAMILL | SD | PRIMARY | 43.59 | -99.67
57032 | STANDARD | HARRISBURG | SD | PRIMARY | 43.43 | -96.69
57536 | STANDARD | HARROLD | SD | PRIMARY | 44.52 | -99.73
57033 | STANDARD | HARTFORD | SD | PRIMARY | 43.62 | -96.94
57241 | STANDARD | HAYTI | SD | PRIMARY | 44.65 | -97.2
57242 | STANDARD | HAZEL | SD | PRIMARY | 44.75 | -97.38
57446 | STANDARD | HECLA | SD | PRIMARY | 45.88 | -98.15
57243 | STANDARD | HENRY | SD | PRIMARY | 44.88 | -97.46
57744 | STANDARD | HERMOSA | SD | PRIMARY | 43.84 | -103.19
57632 | STANDARD | HERREID | SD | PRIMARY | 45.83 | -100.07
57538 | STANDARD | HERRICK | SD | PRIMARY | 43.11 | -99.18
57571 | STANDARD | SAINT CHARLES | SD | PRIMARY | 43.12 | -99.08
57345 | STANDARD | HIGHMORE | SD | PRIMARY | 44.52 | -99.43
57346 | STANDARD | STEPHAN | SD | PRIMARY | 44.24 | -99.45
57540 | STANDARD | HOLABIRD | SD | PRIMARY | 44.52 | -99.59
57745 | STANDARD | HILL CITY | SD | PRIMARY | 43.93 | -103.57
57348 | STANDARD | HITCHCOCK | SD | PRIMARY | 44.62 | -98.4
57448 | STANDARD | HOSMER | SD | PRIMARY | 45.57 | -99.47
57747 | STANDARD | HOT SPRINGS | SD | PRIMARY | 43.43 | -103.48
57450 | STANDARD | HOVEN | SD | PRIMARY | 45.24 | -99.77
57349 | STANDARD | HOWARD | SD | PRIMARY | 44.01 | -97.52
57748 | STANDARD | HOWES | SD | PRIMARY | 44.62 | -102.04
57034 | STANDARD | HUDSON | SD | PRIMARY | 43.12 | -96.45
57035 | STANDARD | HUMBOLDT | SD | PRIMARY | 43.64 | -97.07
57036 | STANDARD | HURLEY | SD | PRIMARY | 43.27 | -97.09
57350 | STANDARD | HURON | SD | PRIMARY | 44.36 | -98.21
57399 | UNIQUE | HURON | SD | PRIMARY | 44.36 | -98.21
57541 | STANDARD | IDEAL | SD | PRIMARY | 43.54 | -99.9
57451 | STANDARD | IPSWICH | SD | PRIMARY | 45.44 | -99.02
57037 | STANDARD | IRENE | SD | PRIMARY | 43.08 | -97.15
57353 | STANDARD | IROQUOIS | SD | PRIMARY | 44.36 | -97.84
57633 | STANDARD | ISABEL | SD | PRIMARY | 45.39 | -101.42
57452 | STANDARD | JAVA | SD | PRIMARY | 45.5 | -99.88
57038 | STANDARD | JEFFERSON | SD | PRIMARY | 42.6 | -96.56
57543 | STANDARD | KADOKA | SD | PRIMARY | 43.83 | -101.5
57354 | PO BOX | KAYLOR | SD | PRIMARY | 43.21 | -97.81
57544 | STANDARD | KENNEBEC | SD | PRIMARY | 43.9 | -99.86
57751 | STANDARD | KEYSTONE | SD | PRIMARY | 43.89 | -103.42
57355 | STANDARD | KIMBALL | SD | PRIMARY | 43.74 | -98.95
57245 | PO BOX | KRANZBURG | SD | PRIMARY | 44.88 | -96.9
57752 | STANDARD | KYLE | SD | PRIMARY | 43.42 | -102.16
57356 | STANDARD | LAKE ANDES | SD | PRIMARY | 43.15 | -98.53
57247 | STANDARD | LAKE CITY | SD | PRIMARY | 45.72 | -97.41
57248 | STANDARD | LAKE NORDEN | SD | PRIMARY | 44.57 | -97.2
57233 | STANDARD | ERWIN | SD | PRIMARY | 44.48 | -97.44
57249 | STANDARD | LAKE PRESTON | SD | PRIMARY | 44.36 | -97.37
57454 | STANDARD | LANGFORD | SD | PRIMARY | 45.6 | -97.82
57636 | PO BOX | LANTRY | SD | PRIMARY | 45.02 | -101.43
57754 | STANDARD | LEAD | SD | PRIMARY | 44.35 | -103.76
57638 | STANDARD | LEMMON | SD | PRIMARY | 45.93 | -102.15
57039 | STANDARD | LENNOX | SD | PRIMARY | 43.35 | -96.89
57456 | STANDARD | LEOLA | SD | PRIMARY | 45.72 | -98.93
57040 | STANDARD | LESTERVILLE | SD | PRIMARY | 43.03 | -97.59
57359 | STANDARD | LETCHER | SD | PRIMARY | 43.89 | -98.14
57639 | PO BOX | LITTLE EAGLE | SD | PRIMARY | 45.68 | -100.79
57457 | STANDARD | LONG LAKE | SD | PRIMARY | 45.77 | -99.25
57548 | STANDARD | LOWER BRULE | SD | PRIMARY | 44.07 | -99.58
57041 | PO BOX | LYONS | SD | PRIMARY | 43.71 | -96.77
57641 | STANDARD | MC INTOSH | SD | PRIMARY | 45.92 | -101.35
57642 | STANDARD | MC LAUGHLIN | SD | PRIMARY | 45.81 | -100.81
57042 | STANDARD | MADISON | SD | PRIMARY | 44 | -97.1
57756 | PO BOX | MANDERSON | SD | PRIMARY | 43.23 | -102.47
57460 | STANDARD | MANSFIELD | SD | PRIMARY | 45.24 | -98.56
57043 | STANDARD | MARION | SD | PRIMARY | 43.42 | -97.26
57047 | STANDARD | MONROE | SD | PRIMARY | 43.48 | -97.21
57547 | STANDARD | LONG VALLEY | SD | PRIMARY | 43.46 | -101.49
57551 | STANDARD | MARTIN | SD | PRIMARY | 43.17 | -101.72
57574 | STANDARD | TUTHILL | SD | PRIMARY | 43.15 | -101.49
57251 | STANDARD | MARVIN | SD | PRIMARY | 45.26 | -96.91
57644 | STANDARD | MEADOW | SD | PRIMARY | 45.53 | -102.21
57461 | STANDARD | MELLETTE | SD | PRIMARY | 45.15 | -98.49
57045 | STANDARD | MENNO | SD | PRIMARY | 43.23 | -97.57
57552 | STANDARD | MIDLAND | SD | PRIMARY | 44.07 | -101.15
57246 | STANDARD | LABOLT | SD | PRIMARY | 45.01 | -96.69
57252 | STANDARD | MILBANK | SD | PRIMARY | 45.21 | -96.63
57253 | UNIQUE | MILBANK | SD | PRIMARY | 45.21 | -96.63
57553 | STANDARD | MILESVILLE | SD | PRIMARY | 44.46 | -101.68
57362 | STANDARD | MILLER | SD | PRIMARY | 44.52 | -98.98
57555 | STANDARD | MISSION | SD | PRIMARY | 43.3 | -100.66
57046 | STANDARD | MISSION HILL | SD | PRIMARY | 42.92 | -97.27
57301 | STANDARD | MITCHELL | SD | PRIMARY | 43.73 | -98.03
57601 | STANDARD | MOBRIDGE | SD | PRIMARY | 45.54 | -100.43
57659 | STANDARD | WALKER | SD | PRIMARY | 45.91 | -101.09
57048 | STANDARD | MONTROSE | SD | PRIMARY | 43.7 | -97.18
57634 | STANDARD | KELDRON | SD | PRIMARY | 45.93 | -101.8
57645 | STANDARD | MORRISTOWN | SD | PRIMARY | 45.93 | -101.71
57660 | STANDARD | WATAUGA | SD | PRIMARY | 45.92 | -101.54
57646 | STANDARD | MOUND CITY | SD | PRIMARY | 45.72 | -100.06
57363 | STANDARD | MOUNT VERNON | SD | PRIMARY | 43.71 | -98.26
57640 | STANDARD | LODGEPOLE | SD | PRIMARY | 45.8 | -102.66
57559 | STANDARD | MURDO | SD | PRIMARY | 43.88 | -100.71
57759 | STANDARD | NEMO | SD | PRIMARY | 44.19 | -103.5
57255 | STANDARD | NEW EFFINGTON | SD | PRIMARY | 45.85 | -96.91
57758 | STANDARD | MUD BUTTE | SD | PRIMARY | 45 | -102.87
57760 | STANDARD | NEWELL | SD | PRIMARY | 44.71 | -103.41
57364 | STANDARD | NEW HOLLAND | SD | PRIMARY | 43.42 | -98.64
57761 | STANDARD | NEW UNDERWOOD | SD | PRIMARY | 44.09 | -102.83
57762 | STANDARD | NISLAND | SD | PRIMARY | 44.67 | -103.55
57560 | STANDARD | NORRIS | SD | PRIMARY | 43.46 | -101.2
57049 | STANDARD | NORTH SIOUX CITY | SD | PRIMARY | 42.53 | -96.5
57465 | STANDARD | NORTHVILLE | SD | PRIMARY | 45.15 | -98.57
57050 | STANDARD | NUNDA | SD | PRIMARY | 44.16 | -97.01
57057 | STANDARD | RUTLAND | SD | PRIMARY | 44.06 | -96.94
57365 | STANDARD | OACOMA | SD | PRIMARY | 43.79 | -99.38
57763 | STANDARD | OELRICHS | SD | PRIMARY | 43.18 | -103.23
57782 | PO BOX | SMITHWICK | SD | PRIMARY | 43.3 | -103.22
57764 | STANDARD | OGLALA | SD | PRIMARY | 43.18 | -102.73
57562 | STANDARD | OKATON | SD | PRIMARY | 43.88 | -100.89
57563 | PO BOX | OKREEK | SD | PRIMARY | 43.36 | -100.38
57051 | STANDARD | OLDHAM | SD | PRIMARY | 44.22 | -97.3
57052 | STANDARD | OLIVET | SD | PRIMARY | 43.24 | -97.67
57466 | STANDARD | ONAKA | SD | PRIMARY | 45.19 | -99.46
57564 | STANDARD | ONIDA | SD | PRIMARY | 44.7 | -100.06
57766 | STANDARD | ORAL | SD | PRIMARY | 43.4 | -103.26
57467 | STANDARD | ORIENT | SD | PRIMARY | 44.9 | -99.08
57053 | STANDARD | PARKER | SD | PRIMARY | 43.39 | -97.13
57366 | STANDARD | PARKSTON | SD | PRIMARY | 43.39 | -97.98
57566 | STANDARD | PARMELEE | SD | PRIMARY | 43.32 | -101.03
57257 | STANDARD | PEEVER | SD | PRIMARY | 45.54 | -96.95
57567 | STANDARD | PHILIP | SD | PRIMARY | 44.04 | -101.66
57367 | PO BOX | PICKSTOWN | SD | PRIMARY | 43.06 | -98.53
57769 | STANDARD | PIEDMONT | SD | PRIMARY | 44.23 | -103.4
57468 | STANDARD | PIERPONT | SD | PRIMARY | 45.49 | -97.83
57501 | STANDARD | PIERRE | SD | PRIMARY | 44.37 | -100.32
57770 | STANDARD | PINE RIDGE | SD | PRIMARY | 43.02 | -102.55
57368 | STANDARD | PLANKINTON | SD | PRIMARY | 43.71 | -98.48
57369 | STANDARD | PLATTE | SD | PRIMARY | 43.38 | -98.84
57648 | STANDARD | POLLOCK | SD | PRIMARY | 45.9 | -100.29
57772 | STANDARD | PORCUPINE | SD | PRIMARY | 43.27 | -102.33
57568 | STANDARD | PRESHO | SD | PRIMARY | 43.9 | -100.05
57773 | PO BOX | PRINGLE | SD | PRIMARY | 43.6 | -103.59
57370 | STANDARD | PUKWANA | SD | PRIMARY | 43.77 | -99.18
57775 | STANDARD | QUINN | SD | PRIMARY | 43.98 | -102.12
57054 | STANDARD | RAMONA | SD | PRIMARY | 44.12 | -97.21
57701 | STANDARD | RAPID CITY | SD | PRIMARY | 44.07 | -103.23
57702 | STANDARD | RAPID CITY | SD | PRIMARY | 44.07 | -103.23
57703 | STANDARD | RAPID CITY | SD | PRIMARY | 44.07 | -103.23
57709 | PO BOX | RAPID CITY | SD | PRIMARY | 44.07 | -103.23
57258 | STANDARD | RAYMOND | SD | PRIMARY | 44.91 | -97.93
57469 | STANDARD | REDFIELD | SD | PRIMARY | 44.87 | -98.52
57776 | PO BOX | REDIG | SD | PRIMARY | 45.27 | -103.54
57371 | STANDARD | REE HEIGHTS | SD | PRIMARY | 44.51 | -99.2
57569 | STANDARD | RELIANCE | SD | PRIMARY | 43.88 | -99.6
57651 | STANDARD | REVA | SD | PRIMARY | 45.54 | -103.08
57259 | STANDARD | REVILLO | SD | PRIMARY | 45.01 | -96.57
57652 | STANDARD | RIDGEVIEW | SD | PRIMARY | 45.08 | -100.8
57470 | STANDARD | ROCKHAM | SD | PRIMARY | 44.9 | -98.82
57471 | STANDARD | ROSCOE | SD | PRIMARY | 45.45 | -99.33
57570 | PO BOX | ROSEBUD | SD | PRIMARY | 43.23 | -100.83
57260 | STANDARD | ROSHOLT | SD | PRIMARY | 45.86 | -96.73
57261 | STANDARD | ROSLYN | SD | PRIMARY | 45.49 | -97.49
57572 | STANDARD | SAINT FRANCIS | SD | PRIMARY | 43.14 | -100.9
57373 | STANDARD | SAINT LAWRENCE | SD | PRIMARY | 44.51 | -98.94
57779 | STANDARD | SAINT ONGE | SD | PRIMARY | 44.56 | -103.74
57058 | STANDARD | SALEM | SD | PRIMARY | 43.72 | -97.38
57780 | STANDARD | SCENIC | SD | PRIMARY | 43.78 | -102.55
57059 | STANDARD | SCOTLAND | SD | PRIMARY | 43.14 | -97.71
57420 | PO BOX | AKASKA | SD | PRIMARY | 45.33 | -100.12
57472 | STANDARD | SELBY | SD | PRIMARY | 45.5 | -100.03
57473 | STANDARD | SENECA | SD | PRIMARY | 45.06 | -99.5
57061 | PO BOX | SINAI | SD | PRIMARY | 44.24 | -97.04
57101 | PO BOX | SIOUX FALLS | SD | PRIMARY | 43.54 | -96.73
57103 | STANDARD | SIOUX FALLS | SD | PRIMARY | 43.54 | -96.73
57104 | STANDARD | SIOUX FALLS | SD | PRIMARY | 43.54 | -96.73
57105 | STANDARD | SIOUX FALLS | SD | PRIMARY | 43.54 | -96.73
57106 | STANDARD | SIOUX FALLS | SD | PRIMARY | 43.54 | -96.73
57107 | STANDARD | SIOUX FALLS | SD | PRIMARY | 43.54 | -96.73
57108 | STANDARD | SIOUX FALLS | SD | PRIMARY | 43.54 | -96.73
57109 | PO BOX | SIOUX FALLS | SD | PRIMARY | 43.54 | -96.73
57110 | STANDARD | SIOUX FALLS | SD | PRIMARY | 43.54 | -96.73
57117 | PO BOX | SIOUX FALLS | SD | PRIMARY | 43.54 | -96.73
57118 | PO BOX | SIOUX FALLS | SD | PRIMARY | 43.54 | -96.73
57186 | UNIQUE | SIOUX FALLS | SD | PRIMARY | 43.55 | -96.7
57193 | UNIQUE | SIOUX FALLS | SD | PRIMARY | 43.54 | -96.73
57197 | UNIQUE | SIOUX FALLS | SD | PRIMARY | 43.54 | -96.73
57198 | UNIQUE | SIOUX FALLS | SD | PRIMARY | 43.54 | -96.73
57262 | STANDARD | SISSETON | SD | PRIMARY | 45.66 | -97.04
57263 | STANDARD | SOUTH SHORE | SD | PRIMARY | 45.1 | -96.93
57783 | STANDARD | SPEARFISH | SD | PRIMARY | 44.48 | -103.84
57799 | UNIQUE | SPEARFISH | SD | PRIMARY | 44.48 | -103.84
57374 | STANDARD | SPENCER | SD | PRIMARY | 43.72 | -97.59
57062 | STANDARD | SPRINGFIELD | SD | PRIMARY | 42.85 | -97.89
57375 | STANDARD | STICKNEY | SD | PRIMARY | 43.58 | -98.43
57264 | STANDARD | STOCKHOLM | SD | PRIMARY | 45.1 | -96.79
57265 | STANDARD | STRANDBURG | SD | PRIMARY | 45.04 | -96.76
57785 | STANDARD | STURGIS | SD | PRIMARY | 44.41 | -103.51
57266 | STANDARD | SUMMIT | SD | PRIMARY | 45.3 | -97.03
57063 | STANDARD | TABOR | SD | PRIMARY | 42.94 | -97.65
57064 | STANDARD | TEA | SD | PRIMARY | 43.44 | -96.83
57630 | STANDARD | GLENCROSS | SD | PRIMARY | 45.43 | -100.88
57656 | STANDARD | TIMBER LAKE | SD | PRIMARY | 45.42 | -101.07
57475 | STANDARD | TOLSTOY | SD | PRIMARY | 45.2 | -99.61
57268 | STANDARD | TORONTO | SD | PRIMARY | 44.57 | -96.64
57657 | STANDARD | TRAIL CITY | SD | PRIMARY | 45.47 | -100.73
57065 | STANDARD | TRENT | SD | PRIMARY | 43.9 | -96.65
57376 | STANDARD | TRIPP | SD | PRIMARY | 43.22 | -97.96
57476 | STANDARD | TULARE | SD | PRIMARY | 44.73 | -98.5
57477 | STANDARD | TURTON | SD | PRIMARY | 45.04 | -98.09
57269 | STANDARD | TWIN BROOKS | SD | PRIMARY | 45.2 | -96.78
57066 | STANDARD | TYNDALL | SD | PRIMARY | 42.98 | -97.86
57787 | STANDARD | UNION CENTER | SD | PRIMARY | 44.56 | -102.66
57067 | STANDARD | UTICA | SD | PRIMARY | 42.98 | -97.49
57788 | STANDARD | VALE | SD | PRIMARY | 44.61 | -103.4
57068 | STANDARD | VALLEY SPRINGS | SD | PRIMARY | 43.58 | -96.46
57270 | STANDARD | VEBLEN | SD | PRIMARY | 45.86 | -97.28
57010 | STANDARD | BURBANK | SD | PRIMARY | 42.76 | -96.83
57069 | STANDARD | VERMILLION | SD | PRIMARY | 42.78 | -96.92
57070 | STANDARD | VIBORG | SD | PRIMARY | 43.17 | -97.08
57576 | STANDARD | VIVIAN | SD | PRIMARY | 43.92 | -100.29
57071 | STANDARD | VOLGA | SD | PRIMARY | 44.32 | -96.92
57072 | STANDARD | VOLIN | SD | PRIMARY | 42.95 | -97.18
57329 | STANDARD | DANTE | SD | PRIMARY | 43.03 | -98.18
57361 | PO BOX | MARTY | SD | PRIMARY | 42.99 | -98.42
57380 | STANDARD | WAGNER | SD | PRIMARY | 43.07 | -98.3
57073 | STANDARD | WAKONDA | SD | PRIMARY | 43 | -97.1
57658 | STANDARD | WAKPALA | SD | PRIMARY | 45.65 | -100.53
57750 | STANDARD | INTERIOR | SD | PRIMARY | 43.72 | -101.98
57790 | STANDARD | WALL | SD | PRIMARY | 43.99 | -102.23
57272 | STANDARD | WALLACE | SD | PRIMARY | 45.08 | -97.47
57577 | STANDARD | WANBLEE | SD | PRIMARY | 43.57 | -101.66
57479 | STANDARD | WARNER | SD | PRIMARY | 45.32 | -98.49
57767 | STANDARD | OWANKA | SD | PRIMARY | 44.01 | -102.58
57791 | STANDARD | WASTA | SD | PRIMARY | 44.06 | -102.44
57201 | STANDARD | WATERTOWN | SD | PRIMARY | 44.91 | -97.16
57256 | STANDARD | ORTLEY | SD | PRIMARY | 45.33 | -97.2
57273 | STANDARD | WAUBAY | SD | PRIMARY | 45.33 | -97.3
57274 | STANDARD | WEBSTER | SD | PRIMARY | 45.33 | -97.52
57075 | STANDARD | WENTWORTH | SD | PRIMARY | 43.99 | -96.96
57381 | STANDARD | WESSINGTON | SD | PRIMARY | 44.45 | -98.69
57382 | STANDARD | WESSINGTON SPRINGS | SD | PRIMARY | 44.08 | -98.57
57481 | STANDARD | WESTPORT | SD | PRIMARY | 45.64 | -98.49
57276 | STANDARD | WHITE | SD | PRIMARY | 44.43 | -96.64
57661 | PO BOX | WHITEHORSE | SD | PRIMARY | 45.29 | -100.92
57383 | STANDARD | WHITE LAKE | SD | PRIMARY | 43.72 | -98.71
57792 | STANDARD | WHITE OWL | SD | PRIMARY | 44.59 | -102.42
57579 | STANDARD | WHITE RIVER | SD | PRIMARY | 43.56 | -100.74
57793 | STANDARD | WHITEWOOD | SD | PRIMARY | 44.46 | -103.64
57271 | STANDARD | VIENNA | SD | PRIMARY | 44.7 | -97.49
57278 | STANDARD | WILLOW LAKE | SD | PRIMARY | 44.62 | -97.63
57279 | STANDARD | WILMOT | SD | PRIMARY | 45.4 | -96.85
57076 | STANDARD | WINFRED | SD | PRIMARY | 43.99 | -97.36
57580 | STANDARD | WINNER | SD | PRIMARY | 43.37 | -99.85
57584 | STANDARD | WITTEN | SD | PRIMARY | 43.43 | -100.08
57384 | STANDARD | WOLSEY | SD | PRIMARY | 44.41 | -98.47
57585 | STANDARD | WOOD | SD | PRIMARY | 43.49 | -100.48
57358 | PO BOX | LANE | SD | PRIMARY | 44.06 | -98.42
57385 | STANDARD | WOONSOCKET | SD | PRIMARY | 44.05 | -98.27
57077 | STANDARD | WORTHING | SD | PRIMARY | 43.32 | -96.76
57794 | STANDARD | WOUNDED KNEE | SD | PRIMARY | 43.14 | -102.36
57386 | STANDARD | YALE | SD | PRIMARY | 44.43 | -97.98
57078 | STANDARD | YANKTON | SD | PRIMARY | 42.88 | -97.39
66710 | STANDARD | ALTOONA | KS | PRIMARY | 37.52 | -95.66
66711 | STANDARD | ARCADIA | KS | PRIMARY | 37.64 | -94.62
66741 | STANDARD | GARLAND | KS | PRIMARY | 37.64 | -94.62
66712 | STANDARD | ARMA | KS | PRIMARY | 37.54 | -94.7
66735 | STANDARD | FRANKLIN | KS | PRIMARY | 37.52 | -94.7
66002 | STANDARD | ATCHISON | KS | PRIMARY | 39.56 | -95.13
66006 | STANDARD | BALDWIN CITY | KS | PRIMARY | 38.77 | -95.18
66007 | STANDARD | BASEHOR | KS | PRIMARY | 39.12 | -94.92
66713 | STANDARD | BAXTER SPRINGS | KS | PRIMARY | 37.02 | -94.73
66778 | STANDARD | TREECE | KS | PRIMARY | 37 | -94.84
66008 | STANDARD | BENDENA | KS | PRIMARY | 39.7 | -95.17
66714 | STANDARD | BENEDICT | KS | PRIMARY | 37.62 | -95.74
66010 | STANDARD | BLUE MOUND | KS | PRIMARY | 38.08 | -95
66012 | STANDARD | BONNER SPRINGS | KS | PRIMARY | 39.05 | -94.88
66716 | STANDARD | BRONSON | KS | PRIMARY | 37.89 | -95.07
66013 | STANDARD | BUCYRUS | KS | PRIMARY | 38.71 | -94.71
66717 | STANDARD | BUFFALO | KS | PRIMARY | 37.7 | -95.69
66014 | STANDARD | CENTERVILLE | KS | PRIMARY | 38.21 | -95.01
66720 | STANDARD | CHANUTE | KS | PRIMARY | 37.67 | -95.48
66724 | STANDARD | CHEROKEE | KS | PRIMARY | 37.34 | -94.82
66015 | STANDARD | COLONY | KS | PRIMARY | 38.07 | -95.36
66725 | STANDARD | COLUMBUS | KS | PRIMARY | 37.16 | -94.84
66728 | PO BOX | CRESTLINE | KS | PRIMARY | 37.17 | -94.7
66016 | STANDARD | CUMMINGS | KS | PRIMARY | 39.46 | -95.25
66017 | STANDARD | DENTON | KS | PRIMARY | 39.73 | -95.26
66018 | STANDARD | DE SOTO | KS | PRIMARY | 38.97 | -94.95
66019 | PO BOX | CLEARVIEW CITY | KS | PRIMARY | 38.94 | -94.95
66020 | STANDARD | EASTON | KS | PRIMARY | 39.34 | -95.11
66021 | STANDARD | EDGERTON | KS | PRIMARY | 38.76 | -95.01
66023 | STANDARD | EFFINGHAM | KS | PRIMARY | 39.52 | -95.39
66024 | PO BOX | ELWOOD | KS | PRIMARY | 39.75 | -94.87
66733 | STANDARD | ERIE | KS | PRIMARY | 37.56 | -95.24
66025 | STANDARD | EUDORA | KS | PRIMARY | 38.93 | -95.09
66734 | STANDARD | FARLINGTON | KS | PRIMARY | 37.61 | -94.82
66026 | STANDARD | FONTANA | KS | PRIMARY | 38.42 | -94.83
66701 | STANDARD | FORT SCOTT | KS | PRIMARY | 37.83 | -94.7
66736 | STANDARD | FREDONIA | KS | PRIMARY | 37.53 | -95.82
66739 | STANDARD | GALENA | KS | PRIMARY | 37.07 | -94.63
66740 | STANDARD | GALESBURG | KS | PRIMARY | 37.47 | -95.35
66030 | STANDARD | GARDNER | KS | PRIMARY | 38.81 | -94.92
66032 | STANDARD | GARNETT | KS | PRIMARY | 38.28 | -95.23
66742 | PO BOX | GAS | KS | PRIMARY | 37.92 | -95.34
66743 | STANDARD | GIRARD | KS | PRIMARY | 37.51 | -94.84
66033 | STANDARD | GREELEY | KS | PRIMARY | 38.36 | -95.12
66746 | STANDARD | HEPLER | KS | PRIMARY | 37.66 | -94.96
66035 | STANDARD | HIGHLAND | KS | PRIMARY | 39.86 | -95.26
66036 | PO BOX | HILLSDALE | KS | PRIMARY | 38.66 | -94.85
66748 | STANDARD | HUMBOLDT | KS | PRIMARY | 37.81 | -95.43
66749 | STANDARD | IOLA | KS | PRIMARY | 37.92 | -95.4
66101 | STANDARD | KANSAS CITY | KS | PRIMARY | 39.1 | -94.62
66102 | STANDARD | KANSAS CITY | KS | PRIMARY | 39.1 | -94.62
66103 | STANDARD | KANSAS CITY | KS | PRIMARY | 39.1 | -94.62
66104 | STANDARD | KANSAS CITY | KS | PRIMARY | 39.1 | -94.62
66105 | STANDARD | KANSAS CITY | KS | PRIMARY | 39.1 | -94.62
66106 | STANDARD | KANSAS CITY | KS | PRIMARY | 39.1 | -94.62
66109 | STANDARD | KANSAS CITY | KS | PRIMARY | 39.1 | -94.62
66110 | PO BOX | KANSAS CITY | KS | PRIMARY | 39.1 | -94.62
66111 | STANDARD | KANSAS CITY | KS | PRIMARY | 39.1 | -94.62
66112 | STANDARD | KANSAS CITY | KS | PRIMARY | 39.1 | -94.62
66113 | PO BOX | EDWARDSVILLE | KS | PRIMARY | 39.07 | -94.81
66115 | STANDARD | KANSAS CITY | KS | PRIMARY | 39.1 | -94.62
66117 | PO BOX | KANSAS CITY | KS | PRIMARY | 39.1 | -94.62
66118 | STANDARD | KANSAS CITY | KS | PRIMARY | 39.1 | -94.62
66119 | PO BOX | KANSAS CITY | KS | PRIMARY | 39.1 | -94.62
66160 | UNIQUE | KANSAS CITY | KS | PRIMARY | 39.1 | -94.62
66039 | STANDARD | KINCAID | KS | PRIMARY | 38.08 | -95.15
66040 | STANDARD | LACYGNE | KS | PRIMARY | 38.34 | -94.76
66751 | STANDARD | LA HARPE | KS | PRIMARY | 37.91 | -95.3
66041 | STANDARD | LANCASTER | KS | PRIMARY | 39.57 | -95.3
66042 | STANDARD | LANE | KS | PRIMARY | 38.44 | -95.08
66044 | STANDARD | LAWRENCE | KS | PRIMARY | 38.96 | -95.25
66045 | UNIQUE | LAWRENCE | KS | PRIMARY | 38.96 | -95.25
66046 | STANDARD | LAWRENCE | KS | PRIMARY | 38.96 | -95.25
66047 | STANDARD | LAWRENCE | KS | PRIMARY | 38.96 | -95.25
66049 | STANDARD | LAWRENCE | KS | PRIMARY | 38.96 | -95.25
66027 | STANDARD | FORT LEAVENWORTH | KS | PRIMARY | 39.36 | -94.91
66043 | STANDARD | LANSING | KS | PRIMARY | 39.24 | -94.88
66048 | STANDARD | LEAVENWORTH | KS | PRIMARY | 39.32 | -94.92
66050 | STANDARD | LECOMPTON | KS | PRIMARY | 39.04 | -95.39
66052 | STANDARD | LINWOOD | KS | PRIMARY | 39 | -95.03
66053 | STANDARD | LOUISBURG | KS | PRIMARY | 38.62 | -94.68
66753 | STANDARD | MC CUNE | KS | PRIMARY | 37.35 | -95.01
66054 | STANDARD | MC LOUTH | KS | PRIMARY | 39.2 | -95.22
66754 | STANDARD | MAPLETON | KS | PRIMARY | 38.01 | -94.88
66732 | STANDARD | ELSMORE | KS | PRIMARY | 37.79 | -95.14
66755 | STANDARD | MORAN | KS | PRIMARY | 37.91 | -95.17
66056 | STANDARD | MOUND CITY | KS | PRIMARY | 38.14 | -94.82
66756 | STANDARD | MULBERRY | KS | PRIMARY | 37.55 | -94.62
66058 | STANDARD | MUSCOTAH | KS | PRIMARY | 39.55 | -95.52
66757 | STANDARD | NEODESHA | KS | PRIMARY | 37.42 | -95.68
66758 | STANDARD | NEOSHO FALLS | KS | PRIMARY | 38 | -95.55
66759 | PO BOX | NEW ALBANY | KS | PRIMARY | 37.56 | -95.93
66060 | STANDARD | NORTONVILLE | KS | PRIMARY | 39.41 | -95.33
66031 | STANDARD | NEW CENTURY | KS | PRIMARY | 38.84 | -94.93
66051 | PO BOX | OLATHE | KS | PRIMARY | 38.88 | -94.81
66061 | STANDARD | OLATHE | KS | PRIMARY | 38.88 | -94.81
66062 | STANDARD | OLATHE | KS | PRIMARY | 38.88 | -94.81
66063 | PO BOX | OLATHE | KS | PRIMARY | 38.88 | -94.81
66760 | PO BOX | OPOLIS | KS | PRIMARY | 37.34 | -94.62
66064 | STANDARD | OSAWATOMIE | KS | PRIMARY | 38.5 | -94.95
66066 | STANDARD | OSKALOOSA | KS | PRIMARY | 39.21 | -95.31
66067 | STANDARD | OTTAWA | KS | PRIMARY | 38.6 | -95.26
66070 | STANDARD | OZAWKIE | KS | PRIMARY | 39.23 | -95.46
66071 | STANDARD | PAOLA | KS | PRIMARY | 38.57 | -94.86
66072 | STANDARD | PARKER | KS | PRIMARY | 38.32 | -94.99
66073 | STANDARD | PERRY | KS | PRIMARY | 39.07 | -95.38
66761 | STANDARD | PIQUA | KS | PRIMARY | 37.86 | -95.59
66762 | STANDARD | PITTSBURG | KS | PRIMARY | 37.41 | -94.69
66763 | STANDARD | FRONTENAC | KS | PRIMARY | 37.45 | -94.69
66075 | STANDARD | PLEASANTON | KS | PRIMARY | 38.17 | -94.71
66076 | STANDARD | POMONA | KS | PRIMARY | 38.61 | -95.45
66738 | STANDARD | FULTON | KS | PRIMARY | 38 | -94.71
66767 | STANDARD | PRESCOTT | KS | PRIMARY | 38.06 | -94.69
66078 | STANDARD | PRINCETON | KS | PRIMARY | 38.48 | -95.27
66079 | STANDARD | RANTOUL | KS | PRIMARY | 38.54 | -95.1
66769 | STANDARD | REDFIELD | KS | PRIMARY | 37.83 | -94.88
66080 | STANDARD | RICHMOND | KS | PRIMARY | 38.4 | -95.25
66770 | STANDARD | RIVERTON | KS | PRIMARY | 37.07 | -94.7
66771 | STANDARD | SAINT PAUL | KS | PRIMARY | 37.51 | -95.17
66773 | STANDARD | SCAMMON | KS | PRIMARY | 37.27 | -94.82
66201 | PO BOX | MISSION | KS | PRIMARY | 38.9 | -94.68
66202 | STANDARD | MISSION | KS | PRIMARY | 38.9 | -94.68
66203 | STANDARD | SHAWNEE | KS | PRIMARY | 38.9 | -94.68
66204 | STANDARD | OVERLAND PARK | KS | PRIMARY | 38.9 | -94.68
66205 | STANDARD | MISSION | KS | PRIMARY | 38.9 | -94.68
66206 | STANDARD | LEAWOOD | KS | PRIMARY | 38.9 | -94.68
66207 | STANDARD | OVERLAND PARK | KS | PRIMARY | 38.9 | -94.68
66208 | STANDARD | PRAIRIE VILLAGE | KS | PRIMARY | 38.9 | -94.68
66209 | STANDARD | LEAWOOD | KS | PRIMARY | 38.9 | -94.68
66210 | STANDARD | OVERLAND PARK | KS | PRIMARY | 38.9 | -94.68
66211 | STANDARD | LEAWOOD | KS | PRIMARY | 38.9 | -94.68
66212 | STANDARD | OVERLAND PARK | KS | PRIMARY | 38.9 | -94.68
66213 | STANDARD | OVERLAND PARK | KS | PRIMARY | 38.9 | -94.68
66214 | STANDARD | OVERLAND PARK | KS | PRIMARY | 38.9 | -94.68
66215 | STANDARD | LENEXA | KS | PRIMARY | 38.9 | -94.68
66216 | STANDARD | SHAWNEE | KS | PRIMARY | 38.9 | -94.68
66217 | STANDARD | SHAWNEE | KS | PRIMARY | 38.9 | -94.68
66218 | STANDARD | SHAWNEE | KS | PRIMARY | 38.9 | -94.68
66219 | STANDARD | LENEXA | KS | PRIMARY | 38.9 | -94.68
66220 | STANDARD | LENEXA | KS | PRIMARY | 38.9 | -94.68
66221 | STANDARD | OVERLAND PARK | KS | PRIMARY | 38.9 | -94.68
66222 | PO BOX | MISSION | KS | PRIMARY | 38.9 | -94.68
66223 | STANDARD | OVERLAND PARK | KS | PRIMARY | 38.9 | -94.68
66224 | STANDARD | OVERLAND PARK | KS | PRIMARY | 38.9 | -94.68
66225 | PO BOX | OVERLAND PARK | KS | PRIMARY | 38.9 | -94.68
66226 | STANDARD | SHAWNEE | KS | PRIMARY | 38.9 | -94.68
66227 | STANDARD | LENEXA | KS | PRIMARY | 38.9 | -94.68
66250 | STANDARD | SHAWNEE MISSION | KS | PRIMARY | 38.9 | -94.68
66251 | UNIQUE | OVERLAND PARK | KS | PRIMARY | 38.9 | -94.68
66276 | UNIQUE | SHAWNEE MISSION | KS | PRIMARY | 38.9 | -94.68
66282 | PO BOX | OVERLAND PARK | KS | PRIMARY | 38.9 | -94.68
66283 | PO BOX | OVERLAND PARK | KS | PRIMARY | 38.9 | -94.68
66285 | PO BOX | LENEXA | KS | PRIMARY | 38.9 | -94.68
66286 | PO BOX | SHAWNEE | KS | PRIMARY | 38.9 | -94.68
66083 | STANDARD | SPRING HILL | KS | PRIMARY | 38.75 | -94.82
66772 | STANDARD | SAVONBURG | KS | PRIMARY | 37.74 | -95.14
66775 | STANDARD | STARK | KS | PRIMARY | 37.68 | -95.14
66085 | STANDARD | STILWELL | KS | PRIMARY | 38.78 | -94.68
66776 | STANDARD | THAYER | KS | PRIMARY | 37.48 | -95.47
66086 | STANDARD | TONGANOXIE | KS | PRIMARY | 39.11 | -95.08
66777 | STANDARD | TORONTO | KS | PRIMARY | 37.79 | -95.94
66087 | STANDARD | TROY | KS | PRIMARY | 39.78 | -95.08
66779 | STANDARD | UNIONTOWN | KS | PRIMARY | 37.84 | -94.97
66088 | STANDARD | VALLEY FALLS | KS | PRIMARY | 39.34 | -95.46
66780 | STANDARD | WALNUT | KS | PRIMARY | 37.6 | -95.07
66090 | STANDARD | WATHENA | KS | PRIMARY | 39.76 | -94.94
66781 | STANDARD | WEIR | KS | PRIMARY | 37.3 | -94.77
66091 | STANDARD | WELDA | KS | PRIMARY | 38.16 | -95.32
66092 | STANDARD | WELLSVILLE | KS | PRIMARY | 38.71 | -95.08
66782 | PO BOX | WEST MINERAL | KS | PRIMARY | 37.28 | -94.92
66093 | STANDARD | WESTPHALIA | KS | PRIMARY | 38.18 | -95.49
66094 | STANDARD | WHITE CLOUD | KS | PRIMARY | 39.97 | -95.29
66095 | STANDARD | WILLIAMSBURG | KS | PRIMARY | 38.48 | -95.46
66097 | STANDARD | WINCHESTER | KS | PRIMARY | 39.32 | -95.26
66783 | STANDARD | YATES CENTER | KS | PRIMARY | 37.87 | -95.74
64720 | STANDARD | ADRIAN | MO | PRIMARY | 38.39 | -94.35
63730 | STANDARD | ADVANCE | MO | PRIMARY | 37.1 | -89.91
64401 | STANDARD | AGENCY | MO | PRIMARY | 39.65 | -94.74
64830 | PO BOX | ALBA | MO | PRIMARY | 37.23 | -94.41
64402 | STANDARD | ALBANY | MO | PRIMARY | 40.24 | -94.33
65601 | STANDARD | ALDRICH | MO | PRIMARY | 37.54 | -93.55
64420 | PO BOX | ALLENDALE | MO | PRIMARY | 40.48 | -94.28
64001 | STANDARD | ALMA | MO | PRIMARY | 39.09 | -93.54
64620 | STANDARD | ALTAMONT | MO | PRIMARY | 39.88 | -94.08
63732 | STANDARD | ALTENBURG | MO | PRIMARY | 37.63 | -89.58
65606 | STANDARD | ALTON | MO | PRIMARY | 36.69 | -91.39
65690 | STANDARD | COUCH | MO | PRIMARY | 36.6 | -91.38
64421 | STANDARD | AMAZONIA | MO | PRIMARY | 39.88 | -94.89
64422 | STANDARD | AMITY | MO | PRIMARY | 39.86 | -94.43
64722 | STANDARD | AMORET | MO | PRIMARY | 38.25 | -94.58
64723 | STANDARD | AMSTERDAM | MO | PRIMARY | 38.34 | -94.58
64831 | STANDARD | ANDERSON | MO | PRIMARY | 36.65 | -94.44
63620 | STANDARD | ANNAPOLIS | MO | PRIMARY | 37.35 | -90.69
63820 | PO BOX | ANNISTON | MO | PRIMARY | 36.82 | -89.32
64724 | STANDARD | APPLETON CITY | MO | PRIMARY | 38.19 | -94.03
63821 | STANDARD | ARBYRD | MO | PRIMARY | 36.05 | -90.24
63621 | STANDARD | ARCADIA | MO | PRIMARY | 37.58 | -90.62
64725 | STANDARD | ARCHIE | MO | PRIMARY | 38.48 | -94.34
65603 | STANDARD | ARCOLA | MO | PRIMARY | 37.54 | -93.87
64832 | STANDARD | ASBURY | MO | PRIMARY | 37.27 | -94.6
65604 | STANDARD | ASH GROVE | MO | PRIMARY | 37.31 | -93.58
65605 | STANDARD | AURORA | MO | PRIMARY | 36.96 | -93.72
65608 | STANDARD | AVA | MO | PRIMARY | 36.95 | -92.66
65701 | STANDARD | MC CLURG | MO | PRIMARY | 36.76 | -92.81
65715 | STANDARD | NOBLE | MO | PRIMARY | 36.74 | -92.56
64833 | PO BOX | AVILLA | MO | PRIMARY | 37.19 | -94.13
65609 | STANDARD | BAKERSFIELD | MO | PRIMARY | 36.52 | -92.14
65766 | STANDARD | UDALL | MO | PRIMARY | 36.54 | -92.25
64423 | STANDARD | BARNARD | MO | PRIMARY | 40.17 | -94.82
64011 | STANDARD | BATES CITY | MO | PRIMARY | 39 | -94.07
63622 | STANDARD | BELGRADE | MO | PRIMARY | 37.78 | -90.84
63735 | STANDARD | BELL CITY | MO | PRIMARY | 37.02 | -89.81
63623 | STANDARD | BELLEVIEW | MO | PRIMARY | 37.68 | -90.75
64012 | STANDARD | BELTON | MO | PRIMARY | 38.81 | -94.53
63736 | STANDARD | BENTON | MO | PRIMARY | 37.09 | -89.56
63822 | STANDARD | BERNIE | MO | PRIMARY | 36.67 | -89.97
63823 | STANDARD | BERTRAND | MO | PRIMARY | 36.9 | -89.44
64424 | STANDARD | BETHANY | MO | PRIMARY | 40.26 | -94.02
65610 | STANDARD | BILLINGS | MO | PRIMARY | 37.06 | -93.55
65438 | STANDARD | BIRCH TREE | MO | PRIMARY | 36.99 | -91.49
63624 | STANDARD | BISMARCK | MO | PRIMARY | 37.76 | -90.62
65439 | STANDARD | BIXBY | MO | PRIMARY | 37.66 | -91.08
63625 | STANDARD | BLACK | MO | PRIMARY | 37.53 | -90.93
64726 | STANDARD | BLAIRSTOWN | MO | PRIMARY | 38.55 | -93.95
63824 | PO BOX | BLODGETT | MO | PRIMARY | 37 | -89.52
63825 | STANDARD | BLOOMFIELD | MO | PRIMARY | 36.88 | -89.93
63627 | STANDARD | BLOOMSDALE | MO | PRIMARY | 38.01 | -90.21
65611 | STANDARD | BLUE EYE | MO | PRIMARY | 36.49 | -93.39
64013 | PO BOX | BLUE SPRINGS | MO | PRIMARY | 39.01 | -94.28
64014 | STANDARD | BLUE SPRINGS | MO | PRIMARY | 39.01 | -94.28
64015 | STANDARD | BLUE SPRINGS | MO | PRIMARY | 39.01 | -94.28
64426 | STANDARD | BLYTHEDALE | MO | PRIMARY | 40.47 | -93.92
64622 | STANDARD | BOGARD | MO | PRIMARY | 39.45 | -93.52
65612 | STANDARD | BOIS D ARC | MO | PRIMARY | 37.21 | -93.55
64427 | STANDARD | BOLCKOW | MO | PRIMARY | 40.11 | -94.82
65613 | STANDARD | BOLIVAR | MO | PRIMARY | 37.6 | -93.41
65727 | STANDARD | POLK | MO | PRIMARY | 37.72 | -93.29
63628 | STANDARD | BONNE TERRE | MO | PRIMARY | 37.92 | -90.54
65440 | STANDARD | BOSS | MO | PRIMARY | 37.64 | -91.18
64623 | STANDARD | BOSWORTH | MO | PRIMARY | 39.46 | -93.33
65441 | STANDARD | BOURBON | MO | PRIMARY | 38.15 | -91.24
65614 | STANDARD | BRADLEYVILLE | MO | PRIMARY | 36.78 | -92.9
63826 | PO BOX | BRAGGADOCIO | MO | PRIMARY | 36.17 | -89.82
63827 | STANDARD | BRAGG CITY | MO | PRIMARY | 36.26 | -89.91
65688 | PO BOX | BRANDSVILLE | MO | PRIMARY | 36.65 | -91.69
65615 | PO BOX | BRANSON | MO | PRIMARY | 36.64 | -93.24
65616 | STANDARD | BRANSON | MO | PRIMARY | 36.64 | -93.24
64624 | STANDARD | BRAYMER | MO | PRIMARY | 39.59 | -93.79
63737 | PO BOX | BRAZEAU | MO | PRIMARY | 37.71 | -89.89
64625 | STANDARD | BRECKENRIDGE | MO | PRIMARY | 39.76 | -93.8
65617 | STANDARD | BRIGHTON | MO | PRIMARY | 37.45 | -93.34
65443 | STANDARD | BRINKTOWN | MO | PRIMARY | 38.12 | -92.07
65618 | STANDARD | BRIXEY | MO | PRIMARY | 36.75 | -92.4
64728 | STANDARD | BRONAUGH | MO | PRIMARY | 37.69 | -94.46
64628 | STANDARD | BROOKFIELD | MO | PRIMARY | 39.78 | -93.07
65619 | STANDARD | BROOKLINE | MO | PRIMARY | 37.12 | -93.39
63932 | STANDARD | BROSELEY | MO | PRIMARY | 36.7 | -90.23
64630 | STANDARD | BROWNING | MO | PRIMARY | 40.03 | -93.16
63738 | PO BOX | BROWNWOOD | MO | PRIMARY | 37.07 | -89.96
65620 | STANDARD | BRUNER | MO | PRIMARY | 37.01 | -92.98
64631 | STANDARD | BUCKLIN | MO | PRIMARY | 39.78 | -92.88
64016 | STANDARD | BUCKNER | MO | PRIMARY | 39.13 | -94.19
65444 | STANDARD | BUCYRUS | MO | PRIMARY | 37.34 | -92.01
65622 | STANDARD | BUFFALO | MO | PRIMARY | 37.64 | -93.09
65783 | STANDARD | WINDYVILLE | MO | PRIMARY | 37.7 | -92.92
63629 | STANDARD | BUNKER | MO | PRIMARY | 37.45 | -91.21
63739 | STANDARD | BURFORDVILLE | MO | PRIMARY | 37.35 | -89.81
64428 | STANDARD | BURLINGTON JUNCTION | MO | PRIMARY | 40.45 | -95.06
64730 | STANDARD | BUTLER | MO | PRIMARY | 38.25 | -94.33
65689 | STANDARD | CABOOL | MO | PRIMARY | 37.12 | -92.1
63626 | STANDARD | BLACKWELL | MO | PRIMARY | 38.04 | -90.62
63630 | STANDARD | CADET | MO | PRIMARY | 37.98 | -90.68
64632 | STANDARD | CAINSVILLE | MO | PRIMARY | 40.44 | -93.77
63631 | STANDARD | CALEDONIA | MO | PRIMARY | 37.76 | -90.77
64017 | STANDARD | CAMDEN | MO | PRIMARY | 39.2 | -94.01
64018 | STANDARD | CAMDEN POINT | MO | PRIMARY | 39.45 | -94.74
64429 | STANDARD | CAMERON | MO | PRIMARY | 39.74 | -94.23
63933 | STANDARD | CAMPBELL | MO | PRIMARY | 36.49 | -90.07
63828 | PO BOX | CANALOU | MO | PRIMARY | 36.75 | -89.68
65624 | STANDARD | CAPE FAIR | MO | PRIMARY | 36.72 | -93.51
63701 | STANDARD | CAPE GIRARDEAU | MO | PRIMARY | 37.3 | -89.55
63702 | PO BOX | CAPE GIRARDEAU | MO | PRIMARY | 37.3 | -89.55
63703 | STANDARD | CAPE GIRARDEAU | MO | PRIMARY | 37.3 | -89.55
63829 | STANDARD | CARDWELL | MO | PRIMARY | 36.04 | -90.29
64834 | STANDARD | CARL JUNCTION | MO | PRIMARY | 37.16 | -94.54
64633 | STANDARD | CARROLLTON | MO | PRIMARY | 39.36 | -93.49
64835 | STANDARD | CARTERVILLE | MO | PRIMARY | 37.15 | -94.43
64836 | STANDARD | CARTHAGE | MO | PRIMARY | 37.16 | -94.31
63830 | STANDARD | CARUTHERSVILLE | MO | PRIMARY | 36.17 | -89.66
63632 | PO BOX | CASCADE | MO | PRIMARY | 37.29 | -90.27
65623 | PO BOX | BUTTERFIELD | MO | PRIMARY | 36.74 | -93.9
65625 | STANDARD | CASSVILLE | MO | PRIMARY | 36.67 | -93.86
63833 | STANDARD | CATRON | MO | PRIMARY | 36.61 | -89.7
65626 | STANDARD | CAULFIELD | MO | PRIMARY | 36.61 | -92.1
65627 | STANDARD | CEDARCREEK | MO | PRIMARY | 36.56 | -92.99
64019 | STANDARD | CENTERVIEW | MO | PRIMARY | 38.74 | -93.84
63633 | STANDARD | CENTERVILLE | MO | PRIMARY | 37.43 | -90.96
65629 | STANDARD | CHADWICK | MO | PRIMARY | 36.92 | -93.05
65657 | STANDARD | GARRISON | MO | PRIMARY | 36.83 | -93.01
63740 | STANDARD | CHAFFEE | MO | PRIMARY | 37.18 | -89.66
63834 | STANDARD | CHARLESTON | MO | PRIMARY | 36.91 | -89.33
65446 | STANDARD | CHERRYVILLE | MO | PRIMARY | 37.85 | -91.28
64733 | STANDARD | CHILHOWEE | MO | PRIMARY | 38.58 | -93.85
64601 | STANDARD | CHILLICOTHE | MO | PRIMARY | 39.79 | -93.55
64654 | PO BOX | LOCK SPRINGS | MO | PRIMARY | 39.84 | -93.77
64635 | STANDARD | CHULA | MO | PRIMARY | 39.92 | -93.47
64430 | STANDARD | CLARKSDALE | MO | PRIMARY | 39.81 | -94.55
63837 | STANDARD | CLARKTON | MO | PRIMARY | 36.45 | -89.96
64431 | STANDARD | CLEARMONT | MO | PRIMARY | 40.5 | -95.03
64734 | STANDARD | CLEVELAND | MO | PRIMARY | 38.67 | -94.59
65631 | STANDARD | CLEVER | MO | PRIMARY | 37.02 | -93.47
64735 | STANDARD | CLINTON | MO | PRIMARY | 38.37 | -93.76
64432 | STANDARD | CLYDE | MO | PRIMARY | 40.26 | -94.67
64636 | STANDARD | COFFEY | MO | PRIMARY | 40.1 | -94
64738 | STANDARD | COLLINS | MO | PRIMARY | 37.89 | -93.62
63742 | PO BOX | COMMERCE | MO | PRIMARY | 37.15 | -89.44
64433 | STANDARD | CONCEPTION | MO | PRIMARY | 40.25 | -94.68
64434 | STANDARD | CONCEPTION JUNCTION | MO | PRIMARY | 40.26 | -94.69
64020 | STANDARD | CONCORDIA | MO | PRIMARY | 38.98 | -93.56
65632 | STANDARD | CONWAY | MO | PRIMARY | 37.5 | -92.82
63839 | PO BOX | COOTER | MO | PRIMARY | 36.04 | -89.8
64021 | STANDARD | CORDER | MO | PRIMARY | 39.09 | -93.63
64436 | STANDARD | COSBY | MO | PRIMARY | 39.86 | -94.67
64637 | STANDARD | COWGILL | MO | PRIMARY | 39.56 | -93.92
64437 | STANDARD | CRAIG | MO | PRIMARY | 40.19 | -95.37
65633 | STANDARD | CRANE | MO | PRIMARY | 36.9 | -93.57
64739 | STANDARD | CREIGHTON | MO | PRIMARY | 38.49 | -94.07
65452 | STANDARD | CROCKER | MO | PRIMARY | 37.94 | -92.26
65634 | STANDARD | CROSS TIMBERS | MO | PRIMARY | 38.02 | -93.22
65453 | STANDARD | CUBA | MO | PRIMARY | 38.06 | -91.39
65635 | STANDARD | DADEVILLE | MO | PRIMARY | 37.47 | -93.67
63743 | STANDARD | DAISY | MO | PRIMARY | 37.51 | -89.82
64438 | STANDARD | DARLINGTON | MO | PRIMARY | 40.19 | -94.4
65456 | STANDARD | DAVISVILLE | MO | PRIMARY | 37.8 | -91.18
64638 | STANDARD | DAWN | MO | PRIMARY | 39.66 | -93.63
64439 | STANDARD | DEARBORN | MO | PRIMARY | 39.52 | -94.77
64740 | STANDARD | DEEPWATER | MO | PRIMARY | 38.25 | -93.77
64741 | STANDARD | DEERFIELD | MO | PRIMARY | 37.83 | -94.5
63840 | PO BOX | DEERING | MO | PRIMARY | 36.2 | -89.88
64440 | STANDARD | DE KALB | MO | PRIMARY | 39.58 | -94.92
63744 | PO BOX | DELTA | MO | PRIMARY | 37.19 | -89.73
64441 | STANDARD | DENVER | MO | PRIMARY | 40.39 | -94.32
63636 | STANDARD | DES ARC | MO | PRIMARY | 37.28 | -90.63
65457 | STANDARD | DEVILS ELBOW | MO | PRIMARY | 37.82 | -92.06
64639 | STANDARD | DE WITT | MO | PRIMARY | 39.38 | -93.22
63841 | STANDARD | DEXTER | MO | PRIMARY | 36.79 | -89.96
64840 | STANDARD | DIAMOND | MO | PRIMARY | 36.99 | -94.31
65636 | PO BOX | DIGGINS | MO | PRIMARY | 37.17 | -92.85
65459 | STANDARD | DIXON | MO | PRIMARY | 37.99 | -92.09
63637 | STANDARD | DOE RUN | MO | PRIMARY | 37.74 | -90.5
63931 | STANDARD | BRIAR | MO | PRIMARY | 36.64 | -90.96
63935 | STANDARD | DONIPHAN | MO | PRIMARY | 36.62 | -90.82
63942 | STANDARD | GATEWOOD | MO | PRIMARY | 36.56 | -91.07
65637 | STANDARD | DORA | MO | PRIMARY | 36.77 | -92.21
64022 | STANDARD | DOVER | MO | PRIMARY | 39.19 | -93.68
64742 | STANDARD | DREXEL | MO | PRIMARY | 38.48 | -94.6
63936 | STANDARD | DUDLEY | MO | PRIMARY | 36.78 | -90.09
64841 | PO BOX | DUENWEG | MO | PRIMARY | 37.07 | -94.41
65640 | STANDARD | DUNNEGAN | MO | PRIMARY | 37.7 | -93.57
63745 | PO BOX | DUTCHTOWN | MO | PRIMARY | 37.25 | -89.65
65641 | STANDARD | EAGLE ROCK | MO | PRIMARY | 36.54 | -93.75
64442 | STANDARD | EAGLEVILLE | MO | PRIMARY | 40.46 | -93.98
64743 | PO BOX | EAST LYNNE | MO | PRIMARY | 38.66 | -94.22
64443 | STANDARD | EASTON | MO | PRIMARY | 39.72 | -94.63
63845 | STANDARD | EAST PRAIRIE | MO | PRIMARY | 36.77 | -89.38
65436 | STANDARD | BEULAH | MO | PRIMARY | 37.62 | -91.91
65462 | STANDARD | EDGAR SPRINGS | MO | PRIMARY | 37.7 | -91.86
64444 | STANDARD | EDGERTON | MO | PRIMARY | 39.5 | -94.63
64744 | STANDARD | EL DORADO SPRINGS | MO | PRIMARY | 37.86 | -94.01
65463 | STANDARD | ELDRIDGE | MO | PRIMARY | 37.82 | -92.74
65464 | STANDARD | ELK CREEK | MO | PRIMARY | 37.18 | -91.99
65644 | STANDARD | ELKLAND | MO | PRIMARY | 37.44 | -93.03
63638 | STANDARD | ELLINGTON | MO | PRIMARY | 37.23 | -90.97
63937 | STANDARD | ELLSINORE | MO | PRIMARY | 36.93 | -90.74
64445 | STANDARD | ELMO | MO | PRIMARY | 40.51 | -95.11
65466 | STANDARD | EMINENCE | MO | PRIMARY | 37.14 | -91.35
63846 | STANDARD | ESSEX | MO | PRIMARY | 36.81 | -89.86
65468 | STANDARD | EUNICE | MO | PRIMARY | 37.24 | -91.77
65589 | STANDARD | YUKON | MO | PRIMARY | 37.27 | -91.84
65646 | STANDARD | EVERTON | MO | PRIMARY | 37.34 | -93.7
64024 | STANDARD | EXCELSIOR SPRINGS | MO | PRIMARY | 39.35 | -94.23
64073 | PO BOX | MOSBY | MO | PRIMARY | 39.31 | -94.3
65647 | STANDARD | EXETER | MO | PRIMARY | 36.67 | -93.93
63939 | STANDARD | FAIRDEALING | MO | PRIMARY | 36.67 | -90.64
64446 | STANDARD | FAIRFAX | MO | PRIMARY | 40.33 | -95.39
65648 | STANDARD | FAIR GROVE | MO | PRIMARY | 37.38 | -93.15
65649 | STANDARD | FAIR PLAY | MO | PRIMARY | 37.63 | -93.57
64842 | STANDARD | FAIRVIEW | MO | PRIMARY | 36.81 | -94.08
65470 | STANDARD | FALCON | MO | PRIMARY | 37.6 | -92.37
64028 | PO BOX | FARLEY | MO | PRIMARY | 39.28 | -94.82
63640 | STANDARD | FARMINGTON | MO | PRIMARY | 37.78 | -90.42
63746 | PO BOX | FARRAR | MO | PRIMARY | 37.71 | -89.89
64448 | STANDARD | FAUCETT | MO | PRIMARY | 39.6 | -94.81
64449 | STANDARD | FILLMORE | MO | PRIMARY | 40.02 | -94.97
63940 | STANDARD | FISK | MO | PRIMARY | 36.78 | -90.2
63601 | STANDARD | PARK HILLS | MO | PRIMARY | 37.84 | -90.52
63653 | STANDARD | LEADWOOD | MO | PRIMARY | 37.86 | -90.58
65650 | STANDARD | FLEMINGTON | MO | PRIMARY | 37.8 | -93.49
65652 | STANDARD | FORDLAND | MO | PRIMARY | 37.15 | -92.94
64451 | STANDARD | FOREST CITY | MO | PRIMARY | 39.98 | -95.18
65653 | STANDARD | FORSYTH | MO | PRIMARY | 36.68 | -93.1
65473 | STANDARD | FORT LEONARD WOOD | MO | PRIMARY | 37.7 | -92.15
65584 | STANDARD | SAINT ROBERT | MO | PRIMARY | 37.83 | -92.12
64745 | STANDARD | FOSTER | MO | PRIMARY | 38.16 | -94.5
63645 | STANDARD | FREDERICKTOWN | MO | PRIMARY | 37.56 | -90.29
64746 | STANDARD | FREEMAN | MO | PRIMARY | 38.61 | -94.5
65654 | PO BOX | FREISTATT | MO | PRIMARY | 37.02 | -93.89
63941 | STANDARD | FREMONT | MO | PRIMARY | 36.9 | -91.16
63748 | STANDARD | FROHNA | MO | PRIMARY | 37.63 | -89.62
65655 | STANDARD | GAINESVILLE | MO | PRIMARY | 36.6 | -92.42
65656 | STANDARD | GALENA | MO | PRIMARY | 36.8 | -93.47
64640 | STANDARD | GALLATIN | MO | PRIMARY | 39.91 | -93.96
64641 | STANDARD | GALT | MO | PRIMARY | 40.12 | -93.38
64747 | STANDARD | GARDEN CITY | MO | PRIMARY | 38.56 | -94.18
64453 | STANDARD | GENTRY | MO | PRIMARY | 40.33 | -94.42
63847 | PO BOX | GIBSON | MO | PRIMARY | 36.45 | -90
63848 | STANDARD | GIDEON | MO | PRIMARY | 36.45 | -89.91
64642 | STANDARD | GILMAN CITY | MO | PRIMARY | 40.13 | -93.87
63750 | STANDARD | GIPSY | MO | PRIMARY | 37.13 | -90.19
63751 | STANDARD | GLENALLEN | MO | PRIMARY | 37.31 | -90.02
63849 | STANDARD | GOBLER | MO | PRIMARY | 36.15 | -89.93
65658 | STANDARD | GOLDEN | MO | PRIMARY | 36.52 | -93.65
64748 | STANDARD | GOLDEN CITY | MO | PRIMARY | 37.39 | -94.09
64843 | STANDARD | GOODMAN | MO | PRIMARY | 36.73 | -94.4
63752 | PO BOX | GORDONVILLE | MO | PRIMARY | 37.31 | -89.67
64454 | STANDARD | GOWER | MO | PRIMARY | 39.61 | -94.59
65660 | STANDARD | GRAFF | MO | PRIMARY | 37.31 | -92.28
64455 | STANDARD | GRAHAM | MO | PRIMARY | 40.2 | -95.03
64029 | STANDARD | GRAIN VALLEY | MO | PRIMARY | 39 | -94.2
64844 | STANDARD | GRANBY | MO | PRIMARY | 36.91 | -94.26
63943 | STANDARD | GRANDIN | MO | PRIMARY | 36.82 | -90.82
64030 | STANDARD | GRANDVIEW | MO | PRIMARY | 38.88 | -94.52
64456 | STANDARD | GRANT CITY | MO | PRIMARY | 40.48 | -94.41
64458 | STANDARD | HATFIELD | MO | PRIMARY | 40.53 | -94.15
63850 | PO BOX | GRAYRIDGE | MO | PRIMARY | 36.82 | -89.78
65661 | STANDARD | GREENFIELD | MO | PRIMARY | 37.41 | -93.84
63944 | STANDARD | GREENVILLE | MO | PRIMARY | 37.12 | -90.44
63963 | STANDARD | SHOOK | MO | PRIMARY | 37.07 | -90.32
64034 | STANDARD | GREENWOOD | MO | PRIMARY | 38.85 | -94.34
65662 | STANDARD | GROVESPRING | MO | PRIMARY | 37.39 | -92.6
64457 | STANDARD | GUILFORD | MO | PRIMARY | 40.16 | -94.73
64643 | STANDARD | HALE | MO | PRIMARY | 39.6 | -93.34
65663 | STANDARD | HALF WAY | MO | PRIMARY | 37.61 | -93.24
65664 | PO BOX | HALLTOWN | MO | PRIMARY | 37.19 | -93.62
64644 | STANDARD | HAMILTON | MO | PRIMARY | 39.74 | -94
65666 | STANDARD | HARDENVILLE | MO | PRIMARY | 36.58 | -92.37
64035 | STANDARD | HARDIN | MO | PRIMARY | 39.26 | -93.83
64701 | STANDARD | HARRISONVILLE | MO | PRIMARY | 38.65 | -94.34
65479 | STANDARD | HARTSHORN | MO | PRIMARY | 37.26 | -91.67
65667 | STANDARD | HARTVILLE | MO | PRIMARY | 37.25 | -92.51
63945 | STANDARD | HARVIELL | MO | PRIMARY | 36.68 | -90.57
64750 | STANDARD | HARWOOD | MO | PRIMARY | 37.95 | -94.15
63851 | STANDARD | HAYTI | MO | PRIMARY | 36.23 | -89.74
64459 | STANDARD | HELENA | MO | PRIMARY | 39.93 | -94.69
64036 | STANDARD | HENRIETTA | MO | PRIMARY | 39.23 | -93.93
65668 | STANDARD | HERMITAGE | MO | PRIMARY | 37.94 | -93.32
64037 | STANDARD | HIGGINSVILLE | MO | PRIMARY | 39.06 | -93.72
65669 | STANDARD | HIGHLANDVILLE | MO | PRIMARY | 36.93 | -93.28
63852 | STANDARD | HOLCOMB | MO | PRIMARY | 36.4 | -90.02
64040 | STANDARD | HOLDEN | MO | PRIMARY | 38.71 | -93.98
63853 | PO BOX | HOLLAND | MO | PRIMARY | 36.05 | -89.87
65672 | STANDARD | HOLLISTER | MO | PRIMARY | 36.61 | -93.22
65673 | PO BOX | HOLLISTER | MO | PRIMARY | 36.61 | -93.22
64048 | STANDARD | HOLT | MO | PRIMARY | 39.45 | -94.34
64461 | STANDARD | HOPKINS | MO | PRIMARY | 40.55 | -94.81
63855 | STANDARD | HORNERSVILLE | MO | PRIMARY | 36.04 | -90.11
65483 | STANDARD | HOUSTON | MO | PRIMARY | 37.32 | -91.95
65564 | STANDARD | SOLO | MO | PRIMARY | 37.23 | -91.95
65484 | STANDARD | HUGGINS | MO | PRIMARY | 37.31 | -92.19
65674 | STANDARD | HUMANSVILLE | MO | PRIMARY | 37.79 | -93.57
64752 | STANDARD | HUME | MO | PRIMARY | 38.08 | -94.58
64646 | STANDARD | HUMPHREYS | MO | PRIMARY | 40.12 | -93.31
65675 | PO BOX | HURLEY | MO | PRIMARY | 36.93 | -93.49
65486 | STANDARD | IBERIA | MO | PRIMARY | 38.08 | -92.29
64050 | STANDARD | INDEPENDENCE | MO | PRIMARY | 39.08 | -94.35
64051 | PO BOX | INDEPENDENCE | MO | PRIMARY | 39.08 | -94.35
64052 | STANDARD | INDEPENDENCE | MO | PRIMARY | 39.08 | -94.35
64053 | STANDARD | INDEPENDENCE | MO | PRIMARY | 39.08 | -94.35
64054 | STANDARD | INDEPENDENCE | MO | PRIMARY | 39.08 | -94.35
64055 | STANDARD | INDEPENDENCE | MO | PRIMARY | 39.08 | -94.35
64056 | STANDARD | INDEPENDENCE | MO | PRIMARY | 39.08 | -94.35
64057 | STANDARD | INDEPENDENCE | MO | PRIMARY | 39.08 | -94.35
64058 | STANDARD | INDEPENDENCE | MO | PRIMARY | 39.08 | -94.35
63648 | STANDARD | IRONDALE | MO | PRIMARY | 37.83 | -90.67
63650 | STANDARD | IRONTON | MO | PRIMARY | 37.59 | -90.63
65676 | STANDARD | ISABELLA | MO | PRIMARY | 36.58 | -92.61
63755 | STANDARD | JACKSON | MO | PRIMARY | 37.38 | -89.65
65501 | STANDARD | JADWIN | MO | PRIMARY | 37.48 | -91.57
64647 | STANDARD | JAMESON | MO | PRIMARY | 40 | -93.98
64648 | STANDARD | JAMESPORT | MO | PRIMARY | 39.97 | -93.8
64755 | STANDARD | JASPER | MO | PRIMARY | 37.33 | -94.3
64756 | STANDARD | JERICO SPRINGS | MO | PRIMARY | 37.61 | -94.01
64801 | STANDARD | JOPLIN | MO | PRIMARY | 37.08 | -94.5
64802 | PO BOX | JOPLIN | MO | PRIMARY | 37.08 | -94.5
64803 | PO BOX | JOPLIN | MO | PRIMARY | 37.08 | -94.5
64804 | STANDARD | JOPLIN | MO | PRIMARY | 37.08 | -94.5
64101 | STANDARD | KANSAS CITY | MO | PRIMARY | 39.09 | -94.58
64102 | STANDARD | KANSAS CITY | MO | PRIMARY | 39.09 | -94.58
64105 | STANDARD | KANSAS CITY | MO | PRIMARY | 39.09 | -94.58
64106 | STANDARD | KANSAS CITY | MO | PRIMARY | 39.09 | -94.58
64108 | STANDARD | KANSAS CITY | MO | PRIMARY | 39.09 | -94.58
64109 | STANDARD | KANSAS CITY | MO | PRIMARY | 39.09 | -94.58
64110 | STANDARD | KANSAS CITY | MO | PRIMARY | 39.09 | -94.58
64111 | STANDARD | KANSAS CITY | MO | PRIMARY | 39.09 | -94.58
64112 | STANDARD | KANSAS CITY | MO | PRIMARY | 39.09 | -94.58
64113 | STANDARD | KANSAS CITY | MO | PRIMARY | 39.09 | -94.58
64114 | STANDARD | KANSAS CITY | MO | PRIMARY | 39.09 | -94.58
64116 | STANDARD | KANSAS CITY | MO | PRIMARY | 39.09 | -94.58
64117 | STANDARD | KANSAS CITY | MO | PRIMARY | 39.09 | -94.58
64118 | STANDARD | KANSAS CITY | MO | PRIMARY | 39.09 | -94.58
64119 | STANDARD | KANSAS CITY | MO | PRIMARY | 39.09 | -94.58
64120 | STANDARD | KANSAS CITY | MO | PRIMARY | 39.09 | -94.58
64121 | PO BOX | KANSAS CITY | MO | PRIMARY | 39.09 | -94.58
64123 | STANDARD | KANSAS CITY | MO | PRIMARY | 39.09 | -94.58
64124 | STANDARD | KANSAS CITY | MO | PRIMARY | 39.09 | -94.58
64125 | STANDARD | KANSAS CITY | MO | PRIMARY | 39.09 | -94.58
64126 | STANDARD | KANSAS CITY | MO | PRIMARY | 39.09 | -94.58
64127 | STANDARD | KANSAS CITY | MO | PRIMARY | 39.09 | -94.58
64128 | STANDARD | KANSAS CITY | MO | PRIMARY | 39.09 | -94.58
64129 | STANDARD | KANSAS CITY | MO | PRIMARY | 39.09 | -94.58
64130 | STANDARD | KANSAS CITY | MO | PRIMARY | 39.09 | -94.58
64131 | STANDARD | KANSAS CITY | MO | PRIMARY | 39.09 | -94.58
64132 | STANDARD | KANSAS CITY | MO | PRIMARY | 39.09 | -94.58
64133 | STANDARD | KANSAS CITY | MO | PRIMARY | 39.09 | -94.58
64134 | STANDARD | KANSAS CITY | MO | PRIMARY | 39.09 | -94.58
64136 | STANDARD | KANSAS CITY | MO | PRIMARY | 39.09 | -94.58
64137 | STANDARD | KANSAS CITY | MO | PRIMARY | 39.09 | -94.58
64138 | STANDARD | KANSAS CITY | MO | PRIMARY | 39.09 | -94.58
64139 | STANDARD | KANSAS CITY | MO | PRIMARY | 39.09 | -94.58
64141 | PO BOX | KANSAS CITY | MO | PRIMARY | 39.09 | -94.58
64144 | UNIQUE | KANSAS CITY | MO | PRIMARY | 39.09 | -94.58
64145 | STANDARD | KANSAS CITY | MO | PRIMARY | 39.09 | -94.58
64146 | STANDARD | KANSAS CITY | MO | PRIMARY | 39.09 | -94.58
64147 | STANDARD | KANSAS CITY | MO | PRIMARY | 39.09 | -94.58
64148 | PO BOX | KANSAS CITY | MO | PRIMARY | 39.09 | -94.58
64149 | STANDARD | KANSAS CITY | MO | PRIMARY | 39.09 | -94.58
64150 | STANDARD | RIVERSIDE | MO | PRIMARY | 39.09 | -94.58
64151 | STANDARD | KANSAS CITY | MO | PRIMARY | 39.09 | -94.58
64152 | STANDARD | KANSAS CITY | MO | PRIMARY | 39.09 | -94.58
64153 | STANDARD | KANSAS CITY | MO | PRIMARY | 39.09 | -94.58
64154 | STANDARD | KANSAS CITY | MO | PRIMARY | 39.09 | -94.58
64155 | STANDARD | KANSAS CITY | MO | PRIMARY | 39.09 | -94.58
64156 | STANDARD | KANSAS CITY | MO | PRIMARY | 39.09 | -94.58
64157 | STANDARD | KANSAS CITY | MO | PRIMARY | 39.09 | -94.58
64158 | STANDARD | KANSAS CITY | MO | PRIMARY | 39.09 | -94.58
64161 | STANDARD | KANSAS CITY | MO | PRIMARY | 39.09 | -94.58
64163 | STANDARD | KANSAS CITY | MO | PRIMARY | 39.09 | -94.58
64164 | STANDARD | KANSAS CITY | MO | PRIMARY | 39.09 | -94.58
64165 | STANDARD | KANSAS CITY | MO | PRIMARY | 39.09 | -94.58
64166 | STANDARD | KANSAS CITY | MO | PRIMARY | 39.09 | -94.58
64167 | STANDARD | KANSAS CITY | MO | PRIMARY | 39.09 | -94.58
64168 | PO BOX | KANSAS CITY | MO | PRIMARY | 39.09 | -94.58
64170 | UNIQUE | KANSAS CITY | MO | PRIMARY | 39.09 | -94.58
64171 | PO BOX | KANSAS CITY | MO | PRIMARY | 39.09 | -94.58
64179 | PO BOX | KANSAS CITY | MO | PRIMARY | 39.09 | -94.58
64180 | UNIQUE | KANSAS CITY | MO | PRIMARY | 39.09 | -94.58
64184 | UNIQUE | KANSAS CITY | MO | PRIMARY | 39.09 | -94.58
64187 | UNIQUE | KANSAS CITY | MO | PRIMARY | 39.09 | -94.58
64188 | PO BOX | KANSAS CITY | MO | PRIMARY | 39.09 | -94.58
64190 | PO BOX | KANSAS CITY | MO | PRIMARY | 39.09 | -94.58
64191 | PO BOX | KANSAS CITY | MO | PRIMARY | 39.09 | -94.58
64195 | PO BOX | KANSAS CITY | MO | PRIMARY | 39.09 | -94.58
64196 | PO BOX | KANSAS CITY | MO | PRIMARY | 39.09 | -94.58
64197 | UNIQUE | KANSAS CITY | MO | PRIMARY | 39.09 | -94.58
64198 | UNIQUE | KANSAS CITY | MO | PRIMARY | 39.09 | -94.58
64199 | PO BOX | KANSAS CITY | MO | PRIMARY | 39.09 | -94.58
64999 | UNIQUE | KANSAS CITY | MO | PRIMARY | 39.09 | -94.58
64060 | STANDARD | KEARNEY | MO | PRIMARY | 39.36 | -94.36
63758 | PO BOX | KELSO | MO | PRIMARY | 37.19 | -89.55
63857 | STANDARD | KENNETT | MO | PRIMARY | 36.24 | -90.04
63860 | PO BOX | KEWANEE | MO | PRIMARY | 36.67 | -89.56
64649 | STANDARD | KIDDER | MO | PRIMARY | 39.78 | -94.1
65686 | STANDARD | KIMBERLING CITY | MO | PRIMARY | 36.64 | -93.42
64463 | STANDARD | KING CITY | MO | PRIMARY | 40.05 | -94.52
64650 | STANDARD | KINGSTON | MO | PRIMARY | 39.64 | -94.03
64061 | STANDARD | KINGSVILLE | MO | PRIMARY | 38.74 | -94.06
65679 | STANDARD | KIRBYVILLE | MO | PRIMARY | 36.62 | -93.16
65680 | STANDARD | KISSEE MILLS | MO | PRIMARY | 36.68 | -93.04
63651 | PO BOX | KNOB LICK | MO | PRIMARY | 37.68 | -90.38
65692 | STANDARD | KOSHKONONG | MO | PRIMARY | 36.59 | -91.64
64651 | STANDARD | LACLEDE | MO | PRIMARY | 39.78 | -93.16
65532 | PO BOX | LAKE SPRING | MO | PRIMARY | 37.78 | -91.67
64759 | STANDARD | LAMAR | MO | PRIMARY | 37.49 | -94.27
64766 | PO BOX | MILFORD | MO | PRIMARY | 37.58 | -94.15
65681 | STANDARD | LAMPE | MO | PRIMARY | 36.56 | -93.43
64847 | STANDARD | LANAGAN | MO | PRIMARY | 36.6 | -94.45
65534 | STANDARD | LAQUEY | MO | PRIMARY | 37.77 | -92.3
64652 | STANDARD | LAREDO | MO | PRIMARY | 40.02 | -93.44
64848 | STANDARD | LA RUSSELL | MO | PRIMARY | 37.14 | -94.06
64465 | STANDARD | LATHROP | MO | PRIMARY | 39.54 | -94.32
64062 | STANDARD | LAWSON | MO | PRIMARY | 39.43 | -94.21
65535 | STANDARD | LEASBURG | MO | PRIMARY | 38.09 | -91.29
65536 | STANDARD | LEBANON | MO | PRIMARY | 37.67 | -92.66
64002 | UNIQUE | LEES SUMMIT | MO | PRIMARY | 38.91 | -94.38
64063 | STANDARD | LEES SUMMIT | MO | PRIMARY | 38.91 | -94.38
64064 | STANDARD | LEES SUMMIT | MO | PRIMARY | 38.91 | -94.38
64065 | UNIQUE | LEES SUMMIT | MO | PRIMARY | 38.91 | -94.38
64081 | STANDARD | LEES SUMMIT | MO | PRIMARY | 38.91 | -94.38
64082 | STANDARD | LEES SUMMIT | MO | PRIMARY | 38.91 | -94.38
64086 | STANDARD | LEES SUMMIT | MO | PRIMARY | 38.91 | -94.38
64761 | STANDARD | LEETON | MO | PRIMARY | 38.58 | -93.69
63760 | STANDARD | LEOPOLD | MO | PRIMARY | 37.26 | -89.91
63654 | STANDARD | LESTERVILLE | MO | PRIMARY | 37.45 | -90.82
64066 | PO BOX | LEVASY | MO | PRIMARY | 39.13 | -94.13
64067 | STANDARD | LEXINGTON | MO | PRIMARY | 39.18 | -93.87
64762 | STANDARD | LIBERAL | MO | PRIMARY | 37.55 | -94.51
64068 | STANDARD | LIBERTY | MO | PRIMARY | 39.24 | -94.41
64069 | PO BOX | LIBERTY | MO | PRIMARY | 39.24 | -94.41
65542 | STANDARD | LICKING | MO | PRIMARY | 37.49 | -91.86
63862 | STANDARD | LILBOURN | MO | PRIMARY | 36.59 | -89.61
64653 | STANDARD | LINNEUS | MO | PRIMARY | 39.87 | -93.18
65682 | STANDARD | LOCKWOOD | MO | PRIMARY | 37.38 | -93.95
63950 | STANDARD | LODI | MO | PRIMARY | 37.24 | -90.46
64070 | STANDARD | LONE JACK | MO | PRIMARY | 38.87 | -94.16
65590 | STANDARD | LONG LANE | MO | PRIMARY | 37.61 | -92.9
65685 | STANDARD | LOUISBURG | MO | PRIMARY | 37.75 | -93.13
63951 | STANDARD | LOWNDES | MO | PRIMARY | 37.13 | -90.25
64763 | STANDARD | LOWRY CITY | MO | PRIMARY | 38.14 | -93.72
64655 | STANDARD | LUCERNE | MO | PRIMARY | 40.46 | -93.29
64656 | STANDARD | LUDLOW | MO | PRIMARY | 39.65 | -93.7
64657 | STANDARD | MC FALL | MO | PRIMARY | 40.11 | -94.22
63763 | STANDARD | MC GEE | MO | PRIMARY | 37.03 | -90.18
65786 | STANDARD | MACKS CREEK | MO | PRIMARY | 37.96 | -92.97
65702 | STANDARD | MACOMB | MO | PRIMARY | 37.1 | -92.48
64466 | STANDARD | MAITLAND | MO | PRIMARY | 40.2 | -95.07
63863 | STANDARD | MALDEN | MO | PRIMARY | 36.58 | -89.97
65704 | STANDARD | MANSFIELD | MO | PRIMARY | 37.1 | -92.58
63764 | STANDARD | MARBLE HILL | MO | PRIMARY | 37.3 | -89.98
64658 | STANDARD | MARCELINE | MO | PRIMARY | 39.71 | -92.94
65705 | STANDARD | MARIONVILLE | MO | PRIMARY | 37 | -93.63
63655 | STANDARD | MARQUAND | MO | PRIMARY | 37.42 | -90.16
65706 | STANDARD | MARSHFIELD | MO | PRIMARY | 37.33 | -92.91
63866 | PO BOX | MARSTON | MO | PRIMARY | 36.51 | -89.6
64467 | STANDARD | MARTINSVILLE | MO | PRIMARY | 40.38 | -94.15
64468 | STANDARD | MARYVILLE | MO | PRIMARY | 40.34 | -94.87
63867 | STANDARD | MATTHEWS | MO | PRIMARY | 36.75 | -89.58
64469 | STANDARD | MAYSVILLE | MO | PRIMARY | 39.88 | -94.36
64071 | STANDARD | MAYVIEW | MO | PRIMARY | 39.05 | -93.83
64659 | STANDARD | MEADVILLE | MO | PRIMARY | 39.78 | -93.3
64660 | STANDARD | MENDON | MO | PRIMARY | 39.59 | -93.13
64661 | STANDARD | MERCER | MO | PRIMARY | 40.51 | -93.52
64765 | PO BOX | METZ | MO | PRIMARY | 37.99 | -94.44
63656 | STANDARD | MIDDLE BROOK | MO | PRIMARY | 37.69 | -90.68
65707 | STANDARD | MILLER | MO | PRIMARY | 37.21 | -93.84
63766 | STANDARD | MILLERSVILLE | MO | PRIMARY | 37.44 | -89.8
63952 | STANDARD | MILL SPRING | MO | PRIMARY | 37.06 | -90.68
64767 | STANDARD | MILO | MO | PRIMARY | 37.75 | -94.3
64769 | STANDARD | MINDENMINES | MO | PRIMARY | 37.47 | -94.58
63660 | STANDARD | MINERAL POINT | MO | PRIMARY | 37.94 | -90.72
64072 | PO BOX | MISSOURI CITY | MO | PRIMARY | 39.23 | -94.3
65708 | STANDARD | MONETT | MO | PRIMARY | 36.92 | -93.92
65546 | PO BOX | MONTIER | MO | PRIMARY | 36.98 | -91.57
65591 | STANDARD | MONTREAL | MO | PRIMARY | 37.96 | -92.59
64770 | STANDARD | MONTROSE | MO | PRIMARY | 38.25 | -93.98
65777 | STANDARD | MOODY | MO | PRIMARY | 36.52 | -91.98
64664 | STANDARD | MOORESVILLE | MO | PRIMARY | 39.74 | -93.72
63868 | PO BOX | MOREHOUSE | MO | PRIMARY | 36.84 | -89.69
63767 | PO BOX | MORLEY | MO | PRIMARY | 37.04 | -89.61
65645 | PO BOX | EUDORA | MO | PRIMARY | 37.48 | -93.53
65710 | STANDARD | MORRISVILLE | MO | PRIMARY | 37.48 | -93.42
64470 | STANDARD | MOUND CITY | MO | PRIMARY | 40.13 | -95.23
64771 | STANDARD | MOUNDVILLE | MO | PRIMARY | 37.76 | -94.45
65638 | STANDARD | DRURY | MO | PRIMARY | 36.92 | -92.32
65711 | STANDARD | MOUNTAIN GROVE | MO | PRIMARY | 37.13 | -92.26
65768 | STANDARD | VANZANT | MO | PRIMARY | 36.96 | -92.3
65548 | STANDARD | MOUNTAIN VIEW | MO | PRIMARY | 36.99 | -91.69
65712 | STANDARD | MOUNT VERNON | MO | PRIMARY | 37.1 | -93.81
65778 | STANDARD | MYRTLE | MO | PRIMARY | 36.5 | -91.26
64074 | STANDARD | NAPOLEON | MO | PRIMARY | 39.13 | -94.08
63953 | STANDARD | NAYLOR | MO | PRIMARY | 36.57 | -90.6
64849 | PO BOX | NECK CITY | MO | PRIMARY | 37.25 | -94.44
63954 | STANDARD | NEELYVILLE | MO | PRIMARY | 36.55 | -90.51
64850 | STANDARD | NEOSHO | MO | PRIMARY | 36.84 | -94.37
64772 | STANDARD | NEVADA | MO | PRIMARY | 37.84 | -94.35
65461 | STANDARD | DUKE | MO | PRIMARY | 37.65 | -91.98
65529 | STANDARD | JEROME | MO | PRIMARY | 37.92 | -91.97
65550 | STANDARD | NEWBURG | MO | PRIMARY | 37.91 | -91.9
64471 | STANDARD | NEW HAMPTON | MO | PRIMARY | 40.26 | -94.19
63869 | STANDARD | NEW MADRID | MO | PRIMARY | 36.58 | -89.54
64645 | STANDARD | HARRIS | MO | PRIMARY | 40.3 | -93.35
64667 | STANDARD | NEWTOWN | MO | PRIMARY | 40.37 | -93.33
65713 | STANDARD | NIANGUA | MO | PRIMARY | 37.38 | -92.82
65714 | STANDARD | NIXA | MO | PRIMARY | 37.04 | -93.29
64854 | STANDARD | NOEL | MO | PRIMARY | 36.54 | -94.48
64668 | STANDARD | NORBORNE | MO | PRIMARY | 39.3 | -93.67
64680 | PO BOX | STET | MO | PRIMARY | 39.41 | -93.76
65717 | STANDARD | NORWOOD | MO | PRIMARY | 37.1 | -92.41
64075 | STANDARD | OAK GROVE | MO | PRIMARY | 39 | -94.12
63769 | STANDARD | OAK RIDGE | MO | PRIMARY | 37.49 | -89.72
64076 | STANDARD | ODESSA | MO | PRIMARY | 38.99 | -93.95
63770 | STANDARD | OLD APPLETON | MO | PRIMARY | 37.59 | -89.7
65720 | STANDARD | OLDFIELD | MO | PRIMARY | 36.97 | -93.03
63771 | STANDARD | ORAN | MO | PRIMARY | 37.08 | -89.65
64473 | STANDARD | OREGON | MO | PRIMARY | 39.98 | -95.14
64855 | STANDARD | ORONOGO | MO | PRIMARY | 37.18 | -94.46
64077 | STANDARD | ORRICK | MO | PRIMARY | 39.21 | -94.12
64474 | STANDARD | OSBORN | MO | PRIMARY | 39.75 | -94.35
64776 | STANDARD | OSCEOLA | MO | PRIMARY | 38.04 | -93.69
63955 | STANDARD | OXLY | MO | PRIMARY | 36.58 | -90.68
65721 | STANDARD | OZARK | MO | PRIMARY | 37.01 | -93.2
63870 | STANDARD | PARMA | MO | PRIMARY | 36.61 | -89.81
64475 | STANDARD | PARNELL | MO | PRIMARY | 40.44 | -94.62
63956 | STANDARD | PATTERSON | MO | PRIMARY | 37.21 | -90.57
63662 | STANDARD | PATTON | MO | PRIMARY | 37.41 | -90.06
64670 | STANDARD | PATTONSBURG | MO | PRIMARY | 40.04 | -94.13
65788 | STANDARD | PEACE VALLEY | MO | PRIMARY | 36.87 | -91.73
64078 | STANDARD | PECULIAR | MO | PRIMARY | 38.72 | -94.45
63774 | PO BOX | PERKINS | MO | PRIMARY | 37.09 | -89.77
63747 | STANDARD | FRIEDHEIM | MO | PRIMARY | 37.55 | -89.84
63775 | STANDARD | PERRYVILLE | MO | PRIMARY | 37.72 | -89.87
63776 | PO BOX | MC BRIDE | MO | PRIMARY | 37.71 | -89.89
63783 | STANDARD | UNIONTOWN | MO | PRIMARY | 37.61 | -89.71
65722 | STANDARD | PHILLIPSBURG | MO | PRIMARY | 37.55 | -92.78
64476 | STANDARD | PICKERING | MO | PRIMARY | 40.45 | -94.84
63957 | STANDARD | PIEDMONT | MO | PRIMARY | 37.14 | -90.69
65723 | STANDARD | PIERCE CITY | MO | PRIMARY | 36.94 | -94
63663 | PO BOX | PILOT KNOB | MO | PRIMARY | 37.62 | -90.64
64856 | STANDARD | PINEVILLE | MO | PRIMARY | 36.59 | -94.38
65724 | STANDARD | PITTSBURG | MO | PRIMARY | 37.83 | -93.3
65543 | STANDARD | LYNCHBURG | MO | PRIMARY | 37.49 | -92.29
65552 | STANDARD | PLATO | MO | PRIMARY | 37.5 | -92.22
64079 | STANDARD | PLATTE CITY | MO | PRIMARY | 39.36 | -94.77
64477 | STANDARD | PLATTSBURG | MO | PRIMARY | 39.56 | -94.46
64080 | STANDARD | PLEASANT HILL | MO | PRIMARY | 38.79 | -94.26
65725 | STANDARD | PLEASANT HOPE | MO | PRIMARY | 37.46 | -93.27
63779 | PO BOX | POCAHONTAS | MO | PRIMARY | 37.5 | -89.63
65726 | PO BOX | POINT LOOKOUT | MO | PRIMARY | 36.58 | -93.23
64671 | STANDARD | POLO | MO | PRIMARY | 39.55 | -94.04
65789 | STANDARD | POMONA | MO | PRIMARY | 36.86 | -91.91
65728 | STANDARD | PONCE DE LEON | MO | PRIMARY | 36.87 | -93.35
65729 | STANDARD | PONTIAC | MO | PRIMARY | 36.51 | -92.6
63901 | STANDARD | POPLAR BLUFF | MO | PRIMARY | 36.76 | -90.4
63902 | PO BOX | POPLAR BLUFF | MO | PRIMARY | 36.76 | -90.4
63873 | STANDARD | PORTAGEVILLE | MO | PRIMARY | 36.42 | -89.69
63664 | STANDARD | POTOSI | MO | PRIMARY | 37.93 | -90.78
65790 | STANDARD | POTTERSVILLE | MO | PRIMARY | 36.69 | -92.03
65730 | STANDARD | POWELL | MO | PRIMARY | 36.62 | -94.18
65731 | STANDARD | POWERSITE | MO | PRIMARY | 36.65 | -93.12
64672 | STANDARD | POWERSVILLE | MO | PRIMARY | 40.54 | -93.3
65732 | STANDARD | PRESTON | MO | PRIMARY | 37.94 | -93.21
64673 | STANDARD | PRINCETON | MO | PRIMARY | 40.39 | -93.58
65733 | STANDARD | PROTEM | MO | PRIMARY | 36.52 | -92.85
64857 | PO BOX | PURCELL | MO | PRIMARY | 37.24 | -94.43
64674 | STANDARD | PURDIN | MO | PRIMARY | 39.95 | -93.16
65734 | STANDARD | PURDY | MO | PRIMARY | 36.81 | -93.92
63960 | STANDARD | PUXICO | MO | PRIMARY | 36.95 | -90.15
65735 | STANDARD | QUINCY | MO | PRIMARY | 38 | -93.47
63938 | PO BOX | FAGUS | MO | PRIMARY | 36.56 | -90.26
63961 | STANDARD | QULIN | MO | PRIMARY | 36.59 | -90.24
64858 | PO BOX | RACINE | MO | PRIMARY | 36.89 | -94.52
64479 | STANDARD | RAVENWOOD | MO | PRIMARY | 40.35 | -94.67
65555 | STANDARD | RAYMONDVILLE | MO | PRIMARY | 37.33 | -91.83
64083 | STANDARD | RAYMORE | MO | PRIMARY | 38.81 | -94.45
64084 | STANDARD | RAYVILLE | MO | PRIMARY | 39.34 | -94.06
64480 | STANDARD | REA | MO | PRIMARY | 40.06 | -94.76
63665 | STANDARD | REDFORD | MO | PRIMARY | 37.32 | -90.89
64859 | STANDARD | REEDS | MO | PRIMARY | 37.11 | -94.16
65737 | STANDARD | REEDS SPRING | MO | PRIMARY | 36.75 | -93.38
65738 | STANDARD | REPUBLIC | MO | PRIMARY | 37.11 | -93.47
63666 | PO BOX | REYNOLDS | MO | PRIMARY | 37.4 | -91.06
64778 | STANDARD | RICHARDS | MO | PRIMARY | 37.9 | -94.55
64779 | STANDARD | RICH HILL | MO | PRIMARY | 38.09 | -94.36
65556 | STANDARD | RICHLAND | MO | PRIMARY | 37.86 | -92.39
64085 | STANDARD | RICHMOND | MO | PRIMARY | 39.27 | -93.97
65739 | STANDARD | RIDGEDALE | MO | PRIMARY | 36.5 | -93.22
64481 | STANDARD | RIDGEWAY | MO | PRIMARY | 40.37 | -93.93
63874 | PO BOX | RISCO | MO | PRIMARY | 36.55 | -89.81
63875 | PO BOX | RIVES | MO | PRIMARY | 36.09 | -89.96
65787 | STANDARD | ROACH | MO | PRIMARY | 37.99 | -92.83
65557 | STANDARD | ROBY | MO | PRIMARY | 37.51 | -92.13
65740 | STANDARD | ROCKAWAY BEACH | MO | PRIMARY | 36.7 | -93.15
65741 | PO BOX | ROCKBRIDGE | MO | PRIMARY | 36.78 | -92.4
64482 | STANDARD | ROCK PORT | MO | PRIMARY | 40.41 | -95.51
64496 | STANDARD | WATSON | MO | PRIMARY | 40.48 | -95.62
64780 | STANDARD | ROCKVILLE | MO | PRIMARY | 38.07 | -94.08
64861 | STANDARD | ROCKY COMFORT | MO | PRIMARY | 36.74 | -94.09
65742 | STANDARD | ROGERSVILLE | MO | PRIMARY | 37.11 | -93.05
65401 | STANDARD | ROLLA | MO | PRIMARY | 37.94 | -91.76
65402 | PO BOX | ROLLA | MO | PRIMARY | 37.94 | -91.76
65409 | UNIQUE | ROLLA | MO | PRIMARY | 37.94 | -91.76
65541 | STANDARD | LENOX | MO | PRIMARY | 37.65 | -91.76
63962 | PO BOX | ROMBAUER | MO | PRIMARY | 36.84 | -90.28
64781 | PO BOX | ROSCOE | MO | PRIMARY | 37.97 | -93.81
64483 | STANDARD | ROSENDALE | MO | PRIMARY | 40.04 | -94.82
64676 | STANDARD | ROTHVILLE | MO | PRIMARY | 39.65 | -93.06
65744 | STANDARD | RUETER | MO | PRIMARY | 36.6 | -92.86
64484 | STANDARD | RUSHVILLE | MO | PRIMARY | 39.58 | -95.02
64864 | PO BOX | SAGINAW | MO | PRIMARY | 37.02 | -94.46
63670 | STANDARD | SAINTE GENEVIEVE | MO | PRIMARY | 37.97 | -90.04
65559 | STANDARD | SAINT JAMES | MO | PRIMARY | 38 | -91.61
64501 | STANDARD | SAINT JOSEPH | MO | PRIMARY | 39.76 | -94.85
64502 | PO BOX | SAINT JOSEPH | MO | PRIMARY | 39.76 | -94.85
64503 | STANDARD | SAINT JOSEPH | MO | PRIMARY | 39.76 | -94.85
64504 | STANDARD | SAINT JOSEPH | MO | PRIMARY | 39.76 | -94.85
64505 | STANDARD | SAINT JOSEPH | MO | PRIMARY | 39.76 | -94.85
64506 | STANDARD | SAINT JOSEPH | MO | PRIMARY | 39.76 | -94.85
64507 | STANDARD | SAINT JOSEPH | MO | PRIMARY | 39.76 | -94.85
64508 | PO BOX | SAINT JOSEPH | MO | PRIMARY | 39.76 | -94.85
63673 | STANDARD | SAINT MARY | MO | PRIMARY | 37.87 | -89.94
65449 | STANDARD | COOK STA | MO | PRIMARY | 37.81 | -91.43
65560 | STANDARD | SALEM | MO | PRIMARY | 37.63 | -91.53
64862 | STANDARD | SARCOXIE | MO | PRIMARY | 37.06 | -94.12
64485 | STANDARD | SAVANNAH | MO | PRIMARY | 39.93 | -94.82
64783 | STANDARD | SCHELL CITY | MO | PRIMARY | 38.01 | -94.11
63780 | STANDARD | SCOTT CITY | MO | PRIMARY | 37.22 | -89.53
63781 | STANDARD | SEDGEWICKVILLE | MO | PRIMARY | 37.51 | -89.9
65745 | STANDARD | SELIGMAN | MO | PRIMARY | 36.52 | -93.93
63876 | STANDARD | SENATH | MO | PRIMARY | 36.13 | -90.16
64865 | STANDARD | SENECA | MO | PRIMARY | 36.83 | -94.6
65746 | STANDARD | SEYMOUR | MO | PRIMARY | 37.14 | -92.76
64784 | STANDARD | SHELDON | MO | PRIMARY | 37.65 | -94.29
65747 | STANDARD | SHELL KNOB | MO | PRIMARY | 36.63 | -93.63
64486 | STANDARD | SHERIDAN | MO | PRIMARY | 40.51 | -94.61
64088 | STANDARD | SIBLEY | MO | PRIMARY | 39.17 | -94.19
63801 | STANDARD | SIKESTON | MO | PRIMARY | 36.88 | -89.58
63934 | STANDARD | CLUBB | MO | PRIMARY | 37.23 | -90.36
63964 | STANDARD | SILVA | MO | PRIMARY | 37.2 | -90.43
64487 | STANDARD | SKIDMORE | MO | PRIMARY | 40.28 | -95.07
64089 | STANDARD | SMITHVILLE | MO | PRIMARY | 39.38 | -94.57
65752 | STANDARD | SOUTH GREENFIELD | MO | PRIMARY | 37.37 | -93.84
64863 | STANDARD | SOUTH WEST CITY | MO | PRIMARY | 36.52 | -94.6
65753 | STANDARD | SPARTA | MO | PRIMARY | 37 | -93.08
64679 | STANDARD | SPICKARD | MO | PRIMARY | 40.24 | -93.59
65630 | STANDARD | CHESTNUTRIDGE | MO | PRIMARY | 36.83 | -93.25
65754 | STANDARD | SPOKANE | MO | PRIMARY | 36.86 | -93.29
65801 | PO BOX | SPRINGFIELD | MO | PRIMARY | 37.19 | -93.28
65802 | STANDARD | SPRINGFIELD | MO | PRIMARY | 37.19 | -93.28
65803 | STANDARD | SPRINGFIELD | MO | PRIMARY | 37.19 | -93.28
65804 | STANDARD | SPRINGFIELD | MO | PRIMARY | 37.19 | -93.28
65805 | PO BOX | SPRINGFIELD | MO | PRIMARY | 37.19 | -93.28
65806 | STANDARD | SPRINGFIELD | MO | PRIMARY | 37.19 | -93.28
65807 | STANDARD | SPRINGFIELD | MO | PRIMARY | 37.19 | -93.28
65808 | PO BOX | SPRINGFIELD | MO | PRIMARY | 37.19 | -93.28
65809 | STANDARD | SPRINGFIELD | MO | PRIMARY | 37.19 | -93.28
65810 | STANDARD | SPRINGFIELD | MO | PRIMARY | 37.19 | -93.28
65814 | PO BOX | SPRINGFIELD | MO | PRIMARY | 37.19 | -93.28
65817 | PO BOX | SPRINGFIELD | MO | PRIMARY | 37.19 | -93.28
65890 | UNIQUE | SPRINGFIELD | MO | PRIMARY | 37.19 | -93.28
65897 | UNIQUE | SPRINGFIELD | MO | PRIMARY | 37.19 | -93.27
65898 | UNIQUE | SPRINGFIELD | MO | PRIMARY | 37.19 | -93.28
65899 | UNIQUE | SPRINGFIELD | MO | PRIMARY | 37.19 | -93.28
65755 | STANDARD | SQUIRES | MO | PRIMARY | 36.85 | -92.62
64489 | STANDARD | STANBERRY | MO | PRIMARY | 40.21 | -94.53
64853 | PO BOX | NEWTONIA | MO | PRIMARY | 36.87 | -94.18
64866 | STANDARD | STARK CITY | MO | PRIMARY | 36.86 | -94.18
63877 | STANDARD | STEELE | MO | PRIMARY | 36.08 | -89.84
65565 | STANDARD | STEELVILLE | MO | PRIMARY | 37.96 | -91.35
65566 | STANDARD | VIBURNUM | MO | PRIMARY | 37.71 | -91.12
64867 | STANDARD | STELLA | MO | PRIMARY | 36.76 | -94.19
64490 | STANDARD | STEWARTSVILLE | MO | PRIMARY | 39.75 | -94.49
65607 | PO BOX | CAPLINGER MILLS | MO | PRIMARY | 37.79 | -93.8
65785 | STANDARD | STOCKTON | MO | PRIMARY | 37.69 | -93.79
65756 | STANDARD | STOTTS CITY | MO | PRIMARY | 37.1 | -93.94
65567 | STANDARD | STOUTLAND | MO | PRIMARY | 37.81 | -92.51
65757 | STANDARD | STRAFFORD | MO | PRIMARY | 37.26 | -93.11
64090 | PO BOX | STRASBURG | MO | PRIMARY | 38.75 | -94.16
63782 | STANDARD | STURDIVANT | MO | PRIMARY | 37.06 | -90.01
65570 | STANDARD | SUCCESS | MO | PRIMARY | 37.44 | -92.08
65571 | STANDARD | SUMMERSVILLE | MO | PRIMARY | 37.17 | -91.65
64681 | STANDARD | SUMNER | MO | PRIMARY | 39.65 | -93.24
63878 | PO BOX | TALLAPOOSA | MO | PRIMARY | 36.5 | -89.81
65759 | STANDARD | TANEYVILLE | MO | PRIMARY | 36.73 | -93.03
64491 | STANDARD | TARKIO | MO | PRIMARY | 40.44 | -95.38
65760 | STANDARD | TECUMSEH | MO | PRIMARY | 36.58 | -92.28
65791 | STANDARD | THAYER | MO | PRIMARY | 36.52 | -91.54
65761 | STANDARD | THEODOSIA | MO | PRIMARY | 36.57 | -92.66
65762 | STANDARD | THORNFIELD | MO | PRIMARY | 36.7 | -92.65
63674 | PO BOX | TIFF | MO | PRIMARY | 38.01 | -90.75
64868 | PO BOX | TIFF CITY | MO | PRIMARY | 36.66 | -94.61
64682 | STANDARD | TINA | MO | PRIMARY | 39.53 | -93.44
64683 | STANDARD | TRENTON | MO | PRIMARY | 40.08 | -93.6
64492 | STANDARD | TRIMBLE | MO | PRIMARY | 39.47 | -94.56
65764 | STANDARD | TUNAS | MO | PRIMARY | 37.84 | -93.02
65765 | PO BOX | TURNERS | MO | PRIMARY | 37.18 | -93.15
64493 | STANDARD | TURNEY | MO | PRIMARY | 39.63 | -94.32
64494 | STANDARD | UNION STAR | MO | PRIMARY | 39.97 | -94.59
65767 | STANDARD | URBANA | MO | PRIMARY | 37.84 | -93.16
64788 | STANDARD | URICH | MO | PRIMARY | 38.45 | -93.99
64686 | PO BOX | UTICA | MO | PRIMARY | 39.74 | -93.62
63965 | STANDARD | VAN BUREN | MO | PRIMARY | 37 | -91.01
63784 | PO BOX | VANDUSER | MO | PRIMARY | 36.99 | -89.68
65769 | STANDARD | VERONA | MO | PRIMARY | 36.96 | -93.79
65580 | STANDARD | VICHY | MO | PRIMARY | 38.11 | -91.76
65582 | STANDARD | VIENNA | MO | PRIMARY | 38.18 | -91.94
63675 | STANDARD | VULCAN | MO | PRIMARY | 37.3 | -90.66
64869 | PO BOX | WACO | MO | PRIMARY | 37.24 | -94.59
64092 | PO BOX | WALDRON | MO | PRIMARY | 39.22 | -94.79
64790 | STANDARD | WALKER | MO | PRIMARY | 37.89 | -94.23
65770 | STANDARD | WALNUT GROVE | MO | PRIMARY | 37.41 | -93.54
65771 | STANDARD | WALNUT SHADE | MO | PRIMARY | 36.73 | -93.19
63966 | STANDARD | WAPPAPELLO | MO | PRIMARY | 36.99 | -90.27
63879 | STANDARD | WARDELL | MO | PRIMARY | 36.35 | -89.81
64093 | STANDARD | WARRENSBURG | MO | PRIMARY | 38.75 | -93.72
65772 | STANDARD | WASHBURN | MO | PRIMARY | 36.58 | -93.96
65773 | STANDARD | WASOLA | MO | PRIMARY | 36.79 | -92.57
64096 | STANDARD | WAVERLY | MO | PRIMARY | 39.2 | -93.51
65583 | STANDARD | WAYNESVILLE | MO | PRIMARY | 37.82 | -92.21
64497 | STANDARD | WEATHERBY | MO | PRIMARY | 39.9 | -94.24
65774 | STANDARD | WEAUBLEAU | MO | PRIMARY | 37.89 | -93.54
64870 | STANDARD | WEBB CITY | MO | PRIMARY | 37.14 | -94.47
64097 | STANDARD | WELLINGTON | MO | PRIMARY | 39.13 | -93.98
64873 | STANDARD | WENTWORTH | MO | PRIMARY | 36.99 | -94.07
65586 | PO BOX | WESCO | MO | PRIMARY | 37.85 | -91.35
64498 | STANDARD | WESTBORO | MO | PRIMARY | 40.53 | -95.32
64098 | STANDARD | WESTON | MO | PRIMARY | 39.41 | -94.89
65775 | STANDARD | WEST PLAINS | MO | PRIMARY | 36.74 | -91.86
65776 | STANDARD | SOUTH FORK | MO | PRIMARY | 36.62 | -91.96
65779 | STANDARD | WHEATLAND | MO | PRIMARY | 37.94 | -93.4
64874 | PO BOX | WHEATON | MO | PRIMARY | 36.76 | -94.05
64688 | STANDARD | WHEELING | MO | PRIMARY | 39.78 | -93.38
63880 | PO BOX | WHITEOAK | MO | PRIMARY | 36.33 | -90.02
63785 | STANDARD | WHITEWATER | MO | PRIMARY | 37.23 | -89.79
65781 | STANDARD | WILLARD | MO | PRIMARY | 37.29 | -93.41
63967 | STANDARD | WILLIAMSVILLE | MO | PRIMARY | 36.97 | -90.54
65793 | STANDARD | WILLOW SPRINGS | MO | PRIMARY | 36.99 | -91.96
65588 | STANDARD | WINONA | MO | PRIMARY | 37 | -91.33
64689 | STANDARD | WINSTON | MO | PRIMARY | 39.86 | -94.14
63881 | PO BOX | WOLF ISLAND | MO | PRIMARY | 36.73 | -89.21
64499 | STANDARD | WORTH | MO | PRIMARY | 40.4 | -94.44
63882 | PO BOX | WYATT | MO | PRIMARY | 36.91 | -89.22
63787 | STANDARD | ZALMA | MO | PRIMARY | 37.14 | -90.08
65784 | STANDARD | ZANONI | MO | PRIMARY | 36.68 | -92.33
51521 | STANDARD | AVOCA | IA | PRIMARY | 41.48 | -95.33
51630 | STANDARD | BLANCHARD | IA | PRIMARY | 40.58 | -95.22
51647 | STANDARD | NORTHBORO | IA | PRIMARY | 40.6 | -95.29
51523 | STANDARD | BLENCOE | IA | PRIMARY | 41.92 | -96.08
51631 | STANDARD | BRADDYVILLE | IA | PRIMARY | 40.57 | -95.03
51525 | STANDARD | CARSON | IA | PRIMARY | 41.23 | -95.41
51632 | STANDARD | CLARINDA | IA | PRIMARY | 40.73 | -95.03
51636 | STANDARD | COIN | IA | PRIMARY | 40.65 | -95.23
51637 | PO BOX | COLLEGE SPRINGS | IA | PRIMARY | 40.62 | -95.12
51501 | STANDARD | COUNCIL BLUFFS | IA | PRIMARY | 41.24 | -95.85
51502 | PO BOX | COUNCIL BLUFFS | IA | PRIMARY | 41.24 | -95.85
51503 | STANDARD | COUNCIL BLUFFS | IA | PRIMARY | 41.24 | -95.85
51526 | STANDARD | CRESCENT | IA | PRIMARY | 41.36 | -95.85
51542 | STANDARD | HONEY CREEK | IA | PRIMARY | 41.46 | -95.9
51527 | STANDARD | DEFIANCE | IA | PRIMARY | 41.82 | -95.33
51520 | STANDARD | ARION | IA | PRIMARY | 41.94 | -95.46
51528 | STANDARD | DOW CITY | IA | PRIMARY | 41.92 | -95.49
51529 | STANDARD | DUNLAP | IA | PRIMARY | 41.85 | -95.59
51530 | STANDARD | EARLING | IA | PRIMARY | 41.77 | -95.41
51531 | STANDARD | ELK HORN | IA | PRIMARY | 41.59 | -95.06
51532 | STANDARD | ELLIOTT | IA | PRIMARY | 41.14 | -95.16
51533 | STANDARD | EMERSON | IA | PRIMARY | 41.01 | -95.4
51638 | STANDARD | ESSEX | IA | PRIMARY | 40.83 | -95.3
51645 | STANDARD | IMOGENE | IA | PRIMARY | 40.87 | -95.42
51639 | STANDARD | FARRAGUT | IA | PRIMARY | 40.71 | -95.48
51534 | STANDARD | GLENWOOD | IA | PRIMARY | 41.04 | -95.74
51535 | STANDARD | GRISWOLD | IA | PRIMARY | 41.23 | -95.13
51640 | STANDARD | HAMBURG | IA | PRIMARY | 40.6 | -95.65
51536 | STANDARD | HANCOCK | IA | PRIMARY | 41.39 | -95.36
51537 | STANDARD | HARLAN | IA | PRIMARY | 41.65 | -95.32
51593 | PO BOX | HARLAN | IA | PRIMARY | 41.65 | -95.32
51540 | STANDARD | HASTINGS | IA | PRIMARY | 41.02 | -95.49
51543 | STANDARD | KIMBALLTON | IA | PRIMARY | 41.62 | -95.07
51544 | STANDARD | LEWIS | IA | PRIMARY | 41.3 | -95.08
51546 | STANDARD | LOGAN | IA | PRIMARY | 41.64 | -95.79
51550 | STANDARD | MAGNOLIA | IA | PRIMARY | 41.68 | -95.87
51541 | STANDARD | HENDERSON | IA | PRIMARY | 41.13 | -95.43
51549 | STANDARD | MACEDONIA | IA | PRIMARY | 41.19 | -95.42
51551 | STANDARD | MALVERN | IA | PRIMARY | 41 | -95.58
51552 | STANDARD | MARNE | IA | PRIMARY | 41.44 | -95.11
51553 | STANDARD | MINDEN | IA | PRIMARY | 41.46 | -95.54
51554 | PO BOX | MINEOLA | IA | PRIMARY | 41.11 | -95.74
51555 | STANDARD | MISSOURI VALLEY | IA | PRIMARY | 41.55 | -95.89
51556 | STANDARD | MODALE | IA | PRIMARY | 41.61 | -96.01
51545 | STANDARD | LITTLE SIOUX | IA | PRIMARY | 41.8 | -96.02
51557 | STANDARD | MONDAMIN | IA | PRIMARY | 41.7 | -96.02
51558 | STANDARD | MOORHEAD | IA | PRIMARY | 41.92 | -95.85
51559 | STANDARD | NEOLA | IA | PRIMARY | 41.45 | -95.61
51646 | STANDARD | NEW MARKET | IA | PRIMARY | 40.73 | -94.9
51560 | STANDARD | OAKLAND | IA | PRIMARY | 41.3 | -95.39
51561 | STANDARD | PACIFIC JUNCTION | IA | PRIMARY | 41.01 | -95.79
51562 | STANDARD | PANAMA | IA | PRIMARY | 41.72 | -95.47
51578 | PO BOX | WESTPHALIA | IA | PRIMARY | 41.71 | -95.39
51648 | STANDARD | PERCIVAL | IA | PRIMARY | 40.73 | -95.81
51563 | STANDARD | PERSIA | IA | PRIMARY | 41.57 | -95.57
51564 | STANDARD | PISGAH | IA | PRIMARY | 41.83 | -95.92
51565 | STANDARD | PORTSMOUTH | IA | PRIMARY | 41.65 | -95.51
51649 | STANDARD | RANDOLPH | IA | PRIMARY | 40.87 | -95.56
51566 | STANDARD | RED OAK | IA | PRIMARY | 41.01 | -95.22
51591 | PO BOX | RED OAK | IA | PRIMARY | 41.01 | -95.22
51650 | STANDARD | RIVERTON | IA | PRIMARY | 40.68 | -95.56
51651 | PO BOX | SHAMBAUGH | IA | PRIMARY | 40.65 | -95.03
51570 | STANDARD | SHELBY | IA | PRIMARY | 41.5 | -95.45
51601 | STANDARD | SHENANDOAH | IA | PRIMARY | 40.75 | -95.36
51602 | UNIQUE | SHENANDOAH | IA | PRIMARY | 40.75 | -95.36
51603 | UNIQUE | SHENANDOAH | IA | PRIMARY | 40.75 | -95.36
51652 | STANDARD | SIDNEY | IA | PRIMARY | 40.74 | -95.64
51571 | STANDARD | SILVER CITY | IA | PRIMARY | 41.11 | -95.63
51572 | STANDARD | SOLDIER | IA | PRIMARY | 41.98 | -95.77
51573 | STANDARD | STANTON | IA | PRIMARY | 40.98 | -95.1
51653 | STANDARD | TABOR | IA | PRIMARY | 40.89 | -95.67
51654 | STANDARD | THURMAN | IA | PRIMARY | 40.81 | -95.74
51575 | STANDARD | TREYNOR | IA | PRIMARY | 41.23 | -95.6
51548 | STANDARD | MC CLELLAND | IA | PRIMARY | 41.32 | -95.68
51576 | STANDARD | UNDERWOOD | IA | PRIMARY | 41.38 | -95.67
51577 | STANDARD | WALNUT | IA | PRIMARY | 41.47 | -95.22
51579 | STANDARD | WOODBINE | IA | PRIMARY | 41.73 | -95.7
51656 | PO BOX | YORKTOWN | IA | PRIMARY | 40.73 | -95.15
51510 | STANDARD | CARTER LAKE | IA | PRIMARY | 41.28 | -95.91
67510 | STANDARD | ABBYVILLE | KS | PRIMARY | 37.97 | -98.2
67568 | STANDARD | PLEVNA | KS | PRIMARY | 37.97 | -98.3
67410 | STANDARD | ABILENE | KS | PRIMARY | 38.92 | -97.22
66830 | STANDARD | ADMIRE | KS | PRIMARY | 38.64 | -96.1
67621 | STANDARD | AGRA | KS | PRIMARY | 39.76 | -99.11
67511 | STANDARD | ALBERT | KS | PRIMARY | 38.45 | -99.01
67512 | STANDARD | ALDEN | KS | PRIMARY | 38.24 | -98.31
67513 | STANDARD | ALEXANDER | KS | PRIMARY | 38.46 | -99.55
66833 | STANDARD | ALLEN | KS | PRIMARY | 38.65 | -96.16
66401 | STANDARD | ALMA | KS | PRIMARY | 39.01 | -96.28
66501 | PO BOX | MC FARLAND | KS | PRIMARY | 39.05 | -96.23
67622 | STANDARD | ALMENA | KS | PRIMARY | 39.89 | -99.7
67330 | STANDARD | ALTAMONT | KS | PRIMARY | 37.19 | -95.29
66834 | STANDARD | ALTA VISTA | KS | PRIMARY | 38.86 | -96.48
67623 | STANDARD | ALTON | KS | PRIMARY | 39.46 | -98.94
66835 | STANDARD | AMERICUS | KS | PRIMARY | 38.5 | -96.26
67001 | STANDARD | ANDALE | KS | PRIMARY | 37.79 | -97.62
67002 | STANDARD | ANDOVER | KS | PRIMARY | 37.69 | -97.13
67003 | STANDARD | ANTHONY | KS | PRIMARY | 37.15 | -98.02
67150 | STANDARD | WALDRON | KS | PRIMARY | 37 | -98.18
67004 | STANDARD | ARGONIA | KS | PRIMARY | 37.26 | -97.76
67005 | STANDARD | ARKANSAS CITY | KS | PRIMARY | 37.06 | -97.04
67514 | STANDARD | ARLINGTON | KS | PRIMARY | 37.89 | -98.17
67831 | STANDARD | ASHLAND | KS | PRIMARY | 37.18 | -99.76
67416 | STANDARD | ASSARIA | KS | PRIMARY | 38.68 | -97.6
66932 | STANDARD | ATHOL | KS | PRIMARY | 39.76 | -98.91
67008 | STANDARD | ATLANTA | KS | PRIMARY | 37.43 | -96.76
67009 | STANDARD | ATTICA | KS | PRIMARY | 37.24 | -98.22
67730 | STANDARD | ATWOOD | KS | PRIMARY | 39.81 | -101.04
67744 | STANDARD | LUDELL | KS | PRIMARY | 39.85 | -100.96
66402 | STANDARD | AUBURN | KS | PRIMARY | 38.9 | -95.81
67010 | STANDARD | AUGUSTA | KS | PRIMARY | 37.69 | -96.97
67417 | STANDARD | AURORA | KS | PRIMARY | 39.45 | -97.52
66403 | STANDARD | AXTELL | KS | PRIMARY | 39.87 | -96.25
66404 | STANDARD | BAILEYVILLE | KS | PRIMARY | 39.84 | -96.18
67418 | STANDARD | BARNARD | KS | PRIMARY | 39.18 | -98.04
66933 | STANDARD | BARNES | KS | PRIMARY | 39.71 | -96.87
67332 | STANDARD | BARTLETT | KS | PRIMARY | 37.05 | -95.21
67516 | STANDARD | BAZINE | KS | PRIMARY | 38.44 | -99.69
66406 | STANDARD | BEATTIE | KS | PRIMARY | 39.86 | -96.41
67013 | STANDARD | BELLE PLAINE | KS | PRIMARY | 37.39 | -97.27
66935 | STANDARD | BELLEVILLE | KS | PRIMARY | 39.82 | -97.63
67420 | STANDARD | BELOIT | KS | PRIMARY | 39.46 | -98.1
67519 | STANDARD | BELPRE | KS | PRIMARY | 37.95 | -99.09
66407 | STANDARD | BELVUE | KS | PRIMARY | 39.21 | -96.17
67422 | STANDARD | BENNINGTON | KS | PRIMARY | 39.03 | -97.59
67016 | PO BOX | BENTLEY | KS | PRIMARY | 37.88 | -97.51
67017 | STANDARD | BENTON | KS | PRIMARY | 37.78 | -97.1
66408 | STANDARD | BERN | KS | PRIMARY | 39.96 | -95.97
66409 | STANDARD | BERRYTON | KS | PRIMARY | 38.92 | -95.58
67423 | STANDARD | BEVERLY | KS | PRIMARY | 39.01 | -97.97
67731 | STANDARD | BIRD CITY | KS | PRIMARY | 39.74 | -101.53
67520 | STANDARD | BISON | KS | PRIMARY | 38.51 | -99.19
66411 | STANDARD | BLUE RAPIDS | KS | PRIMARY | 39.67 | -96.65
67018 | STANDARD | BLUFF CITY | KS | PRIMARY | 37.07 | -97.87
67625 | STANDARD | BOGUE | KS | PRIMARY | 39.35 | -99.68
66412 | STANDARD | BREMEN | KS | PRIMARY | 39.87 | -96.74
67732 | STANDARD | BREWSTER | KS | PRIMARY | 39.36 | -101.37
67743 | STANDARD | LEVANT | KS | PRIMARY | 39.38 | -101.19
67425 | STANDARD | BROOKVILLE | KS | PRIMARY | 38.77 | -97.86
67521 | STANDARD | BROWNELL | KS | PRIMARY | 38.64 | -99.74
67834 | STANDARD | BUCKLIN | KS | PRIMARY | 37.54 | -99.63
67522 | STANDARD | BUHLER | KS | PRIMARY | 38.13 | -97.77
67626 | STANDARD | BUNKER HILL | KS | PRIMARY | 38.87 | -98.7
67019 | STANDARD | BURDEN | KS | PRIMARY | 37.31 | -96.75
67523 | STANDARD | BURDETT | KS | PRIMARY | 38.19 | -99.52
66838 | STANDARD | BURDICK | KS | PRIMARY | 38.57 | -96.83
66413 | STANDARD | BURLINGAME | KS | PRIMARY | 38.75 | -95.83
66839 | STANDARD | BURLINGTON | KS | PRIMARY | 38.19 | -95.74
66840 | STANDARD | BURNS | KS | PRIMARY | 38.08 | -96.88
66936 | STANDARD | BURR OAK | KS | PRIMARY | 39.87 | -98.3
67020 | STANDARD | BURRTON | KS | PRIMARY | 38.02 | -97.67
67427 | STANDARD | BUSHTON | KS | PRIMARY | 38.51 | -98.39
67022 | STANDARD | CALDWELL | KS | PRIMARY | 37.03 | -97.6
67023 | STANDARD | CAMBRIDGE | KS | PRIMARY | 37.31 | -96.66
67333 | STANDARD | CANEY | KS | PRIMARY | 37.01 | -95.93
67428 | STANDARD | CANTON | KS | PRIMARY | 38.38 | -97.42
66414 | STANDARD | CARBONDALE | KS | PRIMARY | 38.82 | -95.69
66842 | STANDARD | CASSODAY | KS | PRIMARY | 38.03 | -96.63
66862 | STANDARD | MATFIELD GREEN | KS | PRIMARY | 38.15 | -96.56
67627 | PO BOX | CATHARINE | KS | PRIMARY | 38.93 | -99.21
67430 | STANDARD | CAWKER CITY | KS | PRIMARY | 39.5 | -98.43
67628 | STANDARD | CEDAR | KS | PRIMARY | 39.65 | -98.94
66843 | STANDARD | CEDAR POINT | KS | PRIMARY | 38.25 | -96.82
67024 | STANDARD | CEDAR VALE | KS | PRIMARY | 37.1 | -96.5
66415 | STANDARD | CENTRALIA | KS | PRIMARY | 39.72 | -96.12
67431 | STANDARD | CHAPMAN | KS | PRIMARY | 38.97 | -97.02
67524 | STANDARD | CHASE | KS | PRIMARY | 38.35 | -98.34
67334 | PO BOX | CHAUTAUQUA | KS | PRIMARY | 37.02 | -96.17
67025 | STANDARD | CHENEY | KS | PRIMARY | 37.62 | -97.78
67335 | STANDARD | CHERRYVALE | KS | PRIMARY | 37.26 | -95.55
67336 | STANDARD | CHETOPA | KS | PRIMARY | 37.03 | -95.09
67835 | STANDARD | CIMARRON | KS | PRIMARY | 37.8 | -100.34
66416 | STANDARD | CIRCLEVILLE | KS | PRIMARY | 39.5 | -95.85
67525 | STANDARD | CLAFLIN | KS | PRIMARY | 38.52 | -98.53
67432 | STANDARD | CLAY CENTER | KS | PRIMARY | 39.37 | -97.12
67026 | STANDARD | CLEARWATER | KS | PRIMARY | 37.5 | -97.5
66937 | STANDARD | CLIFTON | KS | PRIMARY | 39.56 | -97.27
66930 | STANDARD | AGENDA | KS | PRIMARY | 39.7 | -97.43
66938 | STANDARD | CLYDE | KS | PRIMARY | 39.59 | -97.39
67028 | STANDARD | COATS | KS | PRIMARY | 37.51 | -98.82
67337 | STANDARD | COFFEYVILLE | KS | PRIMARY | 37.04 | -95.63
67701 | STANDARD | COLBY | KS | PRIMARY | 39.38 | -101.04
67029 | STANDARD | COLDWATER | KS | PRIMARY | 37.25 | -99.33
67631 | STANDARD | COLLYER | KS | PRIMARY | 39.03 | -100.11
67030 | STANDARD | COLWICH | KS | PRIMARY | 37.78 | -97.53
66901 | STANDARD | CONCORDIA | KS | PRIMARY | 39.57 | -97.66
67031 | STANDARD | CONWAY SPRINGS | KS | PRIMARY | 37.38 | -97.64
67836 | PO BOX | COOLIDGE | KS | PRIMARY | 38.04 | -102
67837 | STANDARD | COPELAND | KS | PRIMARY | 37.54 | -100.62
66845 | STANDARD | COTTONWOOD FALLS | KS | PRIMARY | 38.36 | -96.54
66846 | STANDARD | COUNCIL GROVE | KS | PRIMARY | 38.66 | -96.48
66873 | STANDARD | WILSEY | KS | PRIMARY | 38.63 | -96.67
66939 | STANDARD | COURTLAND | KS | PRIMARY | 39.78 | -97.89
66940 | STANDARD | CUBA | KS | PRIMARY | 39.8 | -97.45
67035 | STANDARD | CUNNINGHAM | KS | PRIMARY | 37.64 | -98.43
67632 | STANDARD | DAMAR | KS | PRIMARY | 39.31 | -99.58
67036 | STANDARD | DANVILLE | KS | PRIMARY | 37.28 | -97.89
67340 | PO BOX | DEARING | KS | PRIMARY | 37.05 | -95.71
67838 | STANDARD | DEERFIELD | KS | PRIMARY | 37.98 | -101.13
66418 | STANDARD | DELIA | KS | PRIMARY | 39.23 | -95.96
67436 | STANDARD | DELPHOS | KS | PRIMARY | 39.27 | -97.76
66419 | STANDARD | DENISON | KS | PRIMARY | 39.39 | -95.62
67341 | STANDARD | DENNIS | KS | PRIMARY | 37.35 | -95.42
67037 | STANDARD | DERBY | KS | PRIMARY | 37.54 | -97.25
67038 | STANDARD | DEXTER | KS | PRIMARY | 37.17 | -96.71
67102 | STANDARD | MAPLE CITY | KS | PRIMARY | 37.05 | -96.78
67839 | STANDARD | DIGHTON | KS | PRIMARY | 38.48 | -100.46
67801 | STANDARD | DODGE CITY | KS | PRIMARY | 37.75 | -100.01
67843 | STANDARD | FORT DODGE | KS | PRIMARY | 37.73 | -99.93
67634 | STANDARD | DORRANCE | KS | PRIMARY | 38.84 | -98.59
67039 | STANDARD | DOUGLASS | KS | PRIMARY | 37.51 | -97.01
66420 | PO BOX | DOVER | KS | PRIMARY | 38.96 | -95.93
67437 | STANDARD | DOWNS | KS | PRIMARY | 39.5 | -98.54
67438 | STANDARD | DURHAM | KS | PRIMARY | 38.48 | -97.22
66849 | STANDARD | DWIGHT | KS | PRIMARY | 38.84 | -96.59
67342 | STANDARD | EDNA | KS | PRIMARY | 37.05 | -95.35
67733 | STANDARD | EDSON | KS | PRIMARY | 39.33 | -101.54
67041 | PO BOX | ELBING | KS | PRIMARY | 38.05 | -97.12
67042 | STANDARD | EL DORADO | KS | PRIMARY | 37.82 | -96.85
67344 | STANDARD | ELK CITY | KS | PRIMARY | 37.28 | -95.91
67345 | STANDARD | ELK FALLS | KS | PRIMARY | 37.37 | -96.19
67950 | STANDARD | ELKHART | KS | PRIMARY | 37 | -101.89
67526 | STANDARD | ELLINWOOD | KS | PRIMARY | 38.35 | -98.58
67637 | STANDARD | ELLIS | KS | PRIMARY | 38.93 | -99.55
67656 | STANDARD | OGALLAH | KS | PRIMARY | 38.98 | -99.73
67439 | STANDARD | ELLSWORTH | KS | PRIMARY | 38.73 | -98.22
66850 | STANDARD | ELMDALE | KS | PRIMARY | 38.37 | -96.64
66422 | STANDARD | EMMETT | KS | PRIMARY | 39.3 | -96.05
66801 | STANDARD | EMPORIA | KS | PRIMARY | 38.41 | -96.19
67840 | PO BOX | ENGLEWOOD | KS | PRIMARY | 37.03 | -99.98
67841 | STANDARD | ENSIGN | KS | PRIMARY | 37.65 | -100.23
67441 | STANDARD | ENTERPRISE | KS | PRIMARY | 38.9 | -97.11
66941 | STANDARD | ESBON | KS | PRIMARY | 39.82 | -98.43
66423 | STANDARD | ESKRIDGE | KS | PRIMARY | 38.85 | -96.1
67012 | PO BOX | BEAUMONT | KS | PRIMARY | 37.65 | -96.55
67045 | STANDARD | EUREKA | KS | PRIMARY | 37.82 | -96.28
66424 | STANDARD | EVEREST | KS | PRIMARY | 39.67 | -95.42
66425 | STANDARD | FAIRVIEW | KS | PRIMARY | 39.83 | -95.72
67047 | STANDARD | FALL RIVER | KS | PRIMARY | 37.6 | -96.02
67442 | STANDARD | FALUN | KS | PRIMARY | 38.65 | -97.81
66851 | STANDARD | FLORENCE | KS | PRIMARY | 38.24 | -96.92
67842 | STANDARD | FORD | KS | PRIMARY | 37.63 | -99.75
66942 | STANDARD | FORMOSO | KS | PRIMARY | 39.77 | -97.99
67844 | STANDARD | FOWLER | KS | PRIMARY | 37.38 | -100.19
66427 | STANDARD | FRANKFORT | KS | PRIMARY | 39.7 | -96.41
67049 | STANDARD | FREEPORT | KS | PRIMARY | 37.19 | -97.85
67443 | STANDARD | GALVA | KS | PRIMARY | 38.38 | -97.53
67846 | STANDARD | GARDEN CITY | KS | PRIMARY | 37.97 | -100.86
67868 | STANDARD | PIERCEVILLE | KS | PRIMARY | 37.88 | -100.67
67050 | STANDARD | GARDEN PLAIN | KS | PRIMARY | 37.66 | -97.68
67529 | STANDARD | GARFIELD | KS | PRIMARY | 38.07 | -99.24
67638 | STANDARD | GAYLORD | KS | PRIMARY | 39.64 | -98.84
67444 | STANDARD | GENESEO | KS | PRIMARY | 38.51 | -98.15
67051 | STANDARD | GEUDA SPRINGS | KS | PRIMARY | 37.11 | -97.14
67445 | STANDARD | GLASCO | KS | PRIMARY | 39.36 | -97.83
67446 | STANDARD | GLEN ELDER | KS | PRIMARY | 39.49 | -98.3
67052 | STANDARD | GODDARD | KS | PRIMARY | 37.65 | -97.57
67053 | PO BOX | GOESSEL | KS | PRIMARY | 38.24 | -97.34
66417 | STANDARD | CORNING | KS | PRIMARY | 39.65 | -96.02
66428 | STANDARD | GOFF | KS | PRIMARY | 39.66 | -95.93
67735 | STANDARD | GOODLAND | KS | PRIMARY | 39.34 | -101.7
67640 | STANDARD | GORHAM | KS | PRIMARY | 38.88 | -99.02
67736 | STANDARD | GOVE | KS | PRIMARY | 38.95 | -100.49
67737 | STANDARD | GRAINFIELD | KS | PRIMARY | 39.11 | -100.46
66429 | STANDARD | GRANTVILLE | KS | PRIMARY | 39.08 | -95.56
67530 | STANDARD | GREAT BEND | KS | PRIMARY | 38.36 | -98.8
67447 | STANDARD | GREEN | KS | PRIMARY | 39.43 | -97
66943 | STANDARD | GREENLEAF | KS | PRIMARY | 39.72 | -96.97
67054 | STANDARD | GREENSBURG | KS | PRIMARY | 37.6 | -99.29
67346 | STANDARD | GRENOLA | KS | PRIMARY | 37.35 | -96.44
66852 | STANDARD | GRIDLEY | KS | PRIMARY | 38.09 | -95.88
67738 | STANDARD | GRINNELL | KS | PRIMARY | 39.12 | -100.63
67448 | STANDARD | GYPSUM | KS | PRIMARY | 38.7 | -97.42
66944 | STANDARD | HADDAM | KS | PRIMARY | 39.85 | -97.3
67056 | STANDARD | HALSTEAD | KS | PRIMARY | 38 | -97.5
66853 | STANDARD | HAMILTON | KS | PRIMARY | 37.98 | -96.16
66945 | STANDARD | HANOVER | KS | PRIMARY | 39.89 | -96.87
67849 | STANDARD | HANSTON | KS | PRIMARY | 38.12 | -99.71
67057 | STANDARD | HARDTNER | KS | PRIMARY | 37.01 | -98.64
67058 | STANDARD | HARPER | KS | PRIMARY | 37.28 | -98.02
66854 | STANDARD | HARTFORD | KS | PRIMARY | 38.3 | -95.95
66431 | STANDARD | HARVEYVILLE | KS | PRIMARY | 38.78 | -95.96
67347 | STANDARD | HAVANA | KS | PRIMARY | 37.09 | -95.94
67543 | STANDARD | HAVEN | KS | PRIMARY | 37.9 | -97.78
67059 | STANDARD | HAVILAND | KS | PRIMARY | 37.61 | -99.1
67601 | STANDARD | HAYS | KS | PRIMARY | 38.87 | -99.31
67660 | PO BOX | PFEIFER | KS | PRIMARY | 38.73 | -99.12
67667 | PO BOX | SCHOENCHEN | KS | PRIMARY | 38.71 | -99.33
67060 | STANDARD | HAYSVILLE | KS | PRIMARY | 37.56 | -97.34
67850 | STANDARD | HEALY | KS | PRIMARY | 38.6 | -100.62
67449 | STANDARD | HERINGTON | KS | PRIMARY | 38.67 | -96.94
67739 | STANDARD | HERNDON | KS | PRIMARY | 39.9 | -100.78
67062 | STANDARD | HESSTON | KS | PRIMARY | 38.13 | -97.42
66434 | STANDARD | HIAWATHA | KS | PRIMARY | 39.85 | -95.53
67642 | STANDARD | HILL CITY | KS | PRIMARY | 39.36 | -99.84
67659 | STANDARD | PENOKEE | KS | PRIMARY | 39.35 | -99.97
67063 | STANDARD | HILLSBORO | KS | PRIMARY | 38.35 | -97.2
67544 | STANDARD | HOISINGTON | KS | PRIMARY | 38.51 | -98.77
67851 | STANDARD | HOLCOMB | KS | PRIMARY | 37.99 | -100.98
66946 | STANDARD | HOLLENBERG | KS | PRIMARY | 39.98 | -96.99
66436 | STANDARD | HOLTON | KS | PRIMARY | 39.47 | -95.73
67450 | STANDARD | HOLYROOD | KS | PRIMARY | 38.58 | -98.41
66438 | STANDARD | HOME | KS | PRIMARY | 39.87 | -96.52
67451 | STANDARD | HOPE | KS | PRIMARY | 38.69 | -97.07
66439 | STANDARD | HORTON | KS | PRIMARY | 39.66 | -95.53
67349 | STANDARD | HOWARD | KS | PRIMARY | 37.46 | -96.26
67740 | STANDARD | HOXIE | KS | PRIMARY | 39.35 | -100.43
66440 | STANDARD | HOYT | KS | PRIMARY | 39.24 | -95.7
67545 | STANDARD | HUDSON | KS | PRIMARY | 38.1 | -98.66
67951 | STANDARD | HUGOTON | KS | PRIMARY | 37.17 | -101.34
67452 | STANDARD | HUNTER | KS | PRIMARY | 39.23 | -98.39
67501 | STANDARD | HUTCHINSON | KS | PRIMARY | 38.06 | -97.91
67502 | STANDARD | HUTCHINSON | KS | PRIMARY | 38.06 | -97.91
67504 | PO BOX | HUTCHINSON | KS | PRIMARY | 38.06 | -97.91
67505 | STANDARD | SOUTH HUTCHINSON | KS | PRIMARY | 38.02 | -97.94
67301 | STANDARD | INDEPENDENCE | KS | PRIMARY | 37.23 | -95.71
67853 | STANDARD | INGALLS | KS | PRIMARY | 37.82 | -100.45
67546 | STANDARD | INMAN | KS | PRIMARY | 38.22 | -97.77
67065 | STANDARD | ISABEL | KS | PRIMARY | 37.46 | -98.55
67066 | STANDARD | IUKA | KS | PRIMARY | 37.72 | -98.73
66948 | STANDARD | JAMESTOWN | KS | PRIMARY | 39.59 | -97.86
67635 | STANDARD | DRESDEN | KS | PRIMARY | 39.62 | -100.42
67643 | STANDARD | JENNINGS | KS | PRIMARY | 39.68 | -100.29
67854 | STANDARD | JETMORE | KS | PRIMARY | 38.08 | -99.89
66949 | STANDARD | JEWELL | KS | PRIMARY | 39.67 | -98.15
67855 | STANDARD | JOHNSON | KS | PRIMARY | 37.57 | -101.75
66441 | STANDARD | JUNCTION CITY | KS | PRIMARY | 39.02 | -96.84
66442 | STANDARD | FORT RILEY | KS | PRIMARY | 38.98 | -96.62
67454 | STANDARD | KANOPOLIS | KS | PRIMARY | 38.71 | -98.15
67741 | STANDARD | KANORADO | KS | PRIMARY | 39.33 | -102.03
67067 | STANDARD | KECHI | KS | PRIMARY | 37.79 | -97.27
67857 | STANDARD | KENDALL | KS | PRIMARY | 37.94 | -101.54
66951 | STANDARD | KENSINGTON | KS | PRIMARY | 39.76 | -99.03
67068 | STANDARD | KINGMAN | KS | PRIMARY | 37.64 | -98.11
67547 | STANDARD | KINSLEY | KS | PRIMARY | 37.92 | -99.41
67061 | STANDARD | HAZELTON | KS | PRIMARY | 37.08 | -98.4
67070 | STANDARD | KIOWA | KS | PRIMARY | 37.01 | -98.48
67644 | STANDARD | KIRWIN | KS | PRIMARY | 39.66 | -99.12
67859 | STANDARD | KISMET | KS | PRIMARY | 37.2 | -100.7
67548 | STANDARD | LA CROSSE | KS | PRIMARY | 38.53 | -99.3
67553 | PO BOX | LIEBENTHAL | KS | PRIMARY | 38.65 | -99.32
67860 | STANDARD | LAKIN | KS | PRIMARY | 37.94 | -101.25
67550 | STANDARD | LARNED | KS | PRIMARY | 38.18 | -99.1
67072 | STANDARD | LATHAM | KS | PRIMARY | 37.53 | -96.64
66952 | STANDARD | LEBANON | KS | PRIMARY | 39.81 | -98.55
66856 | STANDARD | LEBO | KS | PRIMARY | 38.41 | -95.85
67073 | STANDARD | LEHIGH | KS | PRIMARY | 38.37 | -97.3
67629 | STANDARD | CLAYTON | KS | PRIMARY | 39.73 | -100.17
67645 | STANDARD | LENORA | KS | PRIMARY | 39.61 | -100
67074 | STANDARD | LEON | KS | PRIMARY | 37.68 | -96.78
66449 | STANDARD | LEONARDVILLE | KS | PRIMARY | 39.36 | -96.85
67861 | STANDARD | LEOTI | KS | PRIMARY | 38.48 | -101.35
66857 | STANDARD | LE ROY | KS | PRIMARY | 38.08 | -95.63
67552 | STANDARD | LEWIS | KS | PRIMARY | 37.93 | -99.25
67901 | STANDARD | LIBERAL | KS | PRIMARY | 37.04 | -100.93
67905 | PO BOX | LIBERAL | KS | PRIMARY | 37.04 | -100.93
67351 | STANDARD | LIBERTY | KS | PRIMARY | 37.15 | -95.59
67455 | STANDARD | LINCOLN | KS | PRIMARY | 39.04 | -98.14
66858 | STANDARD | LINCOLNVILLE | KS | PRIMARY | 38.49 | -96.96
67456 | STANDARD | LINDSBORG | KS | PRIMARY | 38.57 | -97.67
66953 | STANDARD | LINN | KS | PRIMARY | 39.67 | -97.08
67457 | STANDARD | LITTLE RIVER | KS | PRIMARY | 38.39 | -98.01
67646 | STANDARD | LOGAN | KS | PRIMARY | 39.66 | -99.56
67458 | STANDARD | LONGFORD | KS | PRIMARY | 39.17 | -97.32
67647 | STANDARD | LONG ISLAND | KS | PRIMARY | 39.94 | -99.53
67352 | STANDARD | LONGTON | KS | PRIMARY | 37.37 | -96.08
67459 | STANDARD | LORRAINE | KS | PRIMARY | 38.56 | -98.31
66859 | STANDARD | LOST SPRINGS | KS | PRIMARY | 38.56 | -96.96
67648 | STANDARD | LUCAS | KS | PRIMARY | 39.05 | -98.53
67649 | STANDARD | LURAY | KS | PRIMARY | 39.11 | -98.69
66451 | STANDARD | LYNDON | KS | PRIMARY | 38.61 | -95.68
67554 | STANDARD | LYONS | KS | PRIMARY | 38.34 | -98.2
67556 | STANDARD | MC CRACKEN | KS | PRIMARY | 38.58 | -99.56
67745 | STANDARD | MC DONALD | KS | PRIMARY | 39.78 | -101.37
67460 | STANDARD | MCPHERSON | KS | PRIMARY | 38.36 | -97.66
67557 | STANDARD | MACKSVILLE | KS | PRIMARY | 37.95 | -98.96
66855 | STANDARD | LAMONT | KS | PRIMARY | 38.11 | -96.02
66860 | STANDARD | MADISON | KS | PRIMARY | 38.13 | -96.13
66955 | STANDARD | MAHASKA | KS | PRIMARY | 39.98 | -97.35
67101 | STANDARD | MAIZE | KS | PRIMARY | 37.77 | -97.46
66502 | STANDARD | MANHATTAN | KS | PRIMARY | 39.19 | -96.59
66503 | STANDARD | MANHATTAN | KS | PRIMARY | 39.19 | -96.59
66505 | PO BOX | MANHATTAN | KS | PRIMARY | 39.19 | -96.59
66506 | STANDARD | MANHATTAN | KS | PRIMARY | 39.19 | -96.59
66956 | STANDARD | MANKATO | KS | PRIMARY | 39.78 | -98.2
67862 | STANDARD | MANTER | KS | PRIMARY | 37.52 | -101.88
66507 | STANDARD | MAPLE HILL | KS | PRIMARY | 39.08 | -96.02
67863 | STANDARD | MARIENTHAL | KS | PRIMARY | 38.49 | -101.21
66861 | STANDARD | MARION | KS | PRIMARY | 38.34 | -97.01
67464 | STANDARD | MARQUETTE | KS | PRIMARY | 38.55 | -97.83
66508 | STANDARD | MARYSVILLE | KS | PRIMARY | 39.84 | -96.64
66509 | STANDARD | MAYETTA | KS | PRIMARY | 39.33 | -95.72
67103 | STANDARD | MAYFIELD | KS | PRIMARY | 37.26 | -97.54
67864 | STANDARD | MEADE | KS | PRIMARY | 37.28 | -100.33
67071 | STANDARD | LAKE CITY | KS | PRIMARY | 37.35 | -98.81
67104 | STANDARD | MEDICINE LODGE | KS | PRIMARY | 37.28 | -98.58
66510 | STANDARD | MELVERN | KS | PRIMARY | 38.5 | -95.63
66512 | STANDARD | MERIDEN | KS | PRIMARY | 39.19 | -95.56
67105 | STANDARD | MILAN | KS | PRIMARY | 37.25 | -97.67
66514 | STANDARD | MILFORD | KS | PRIMARY | 39.16 | -96.91
67106 | STANDARD | MILTON | KS | PRIMARY | 37.43 | -97.75
67118 | STANDARD | NORWICH | KS | PRIMARY | 37.45 | -97.84
67466 | STANDARD | MILTONVALE | KS | PRIMARY | 39.35 | -97.45
67467 | STANDARD | MINNEAPOLIS | KS | PRIMARY | 39.12 | -97.7
67865 | STANDARD | MINNEOLA | KS | PRIMARY | 37.44 | -100.01
67353 | STANDARD | MOLINE | KS | PRIMARY | 37.36 | -96.3
67867 | STANDARD | MONTEZUMA | KS | PRIMARY | 37.59 | -100.44
67468 | STANDARD | MORGANVILLE | KS | PRIMARY | 39.46 | -97.2
67650 | STANDARD | MORLAND | KS | PRIMARY | 39.34 | -100.07
66515 | STANDARD | MORRILL | KS | PRIMARY | 39.92 | -95.69
66958 | STANDARD | MORROWVILLE | KS | PRIMARY | 39.84 | -97.17
67952 | STANDARD | MOSCOW | KS | PRIMARY | 37.32 | -101.2
67107 | STANDARD | MOUNDRIDGE | KS | PRIMARY | 38.2 | -97.51
67354 | STANDARD | MOUND VALLEY | KS | PRIMARY | 37.2 | -95.42
67108 | STANDARD | MOUNT HOPE | KS | PRIMARY | 37.87 | -97.67
67109 | STANDARD | MULLINVILLE | KS | PRIMARY | 37.58 | -99.47
67110 | STANDARD | MULVANE | KS | PRIMARY | 37.48 | -97.24
66959 | STANDARD | MUNDEN | KS | PRIMARY | 39.91 | -97.53
67111 | STANDARD | MURDOCK | KS | PRIMARY | 37.6 | -97.97
66960 | STANDARD | NARKA | KS | PRIMARY | 39.96 | -97.42
67112 | STANDARD | NASHVILLE | KS | PRIMARY | 37.43 | -98.42
67651 | STANDARD | NATOMA | KS | PRIMARY | 39.18 | -99.02
66863 | PO BOX | NEAL | KS | PRIMARY | 37.86 | -96.04
66864 | STANDARD | NEOSHO RAPIDS | KS | PRIMARY | 38.36 | -95.99
67518 | STANDARD | BEELER | KS | PRIMARY | 38.43 | -100.2
67560 | STANDARD | NESS CITY | KS | PRIMARY | 38.45 | -99.9
66516 | STANDARD | NETAWAKA | KS | PRIMARY | 39.6 | -95.71
67470 | STANDARD | NEW CAMBRIA | KS | PRIMARY | 38.87 | -97.5
67114 | STANDARD | NEWTON | KS | PRIMARY | 38.04 | -97.34
67561 | STANDARD | NICKERSON | KS | PRIMARY | 38.14 | -98.08
67355 | STANDARD | NIOTAZE | KS | PRIMARY | 37.06 | -96.01
67653 | STANDARD | NORCATUR | KS | PRIMARY | 39.83 | -100.18
67117 | STANDARD | NORTH NEWTON | KS | PRIMARY | 38.07 | -97.34
67654 | STANDARD | NORTON | KS | PRIMARY | 39.83 | -99.89
67748 | STANDARD | OAKLEY | KS | PRIMARY | 39.12 | -100.85
67749 | STANDARD | OBERLIN | KS | PRIMARY | 39.82 | -100.53
67563 | STANDARD | OFFERLE | KS | PRIMARY | 37.89 | -99.56
66517 | STANDARD | OGDEN | KS | PRIMARY | 39.11 | -96.7
66518 | STANDARD | OKETO | KS | PRIMARY | 39.96 | -96.59
67564 | STANDARD | OLMITZ | KS | PRIMARY | 38.51 | -98.93
66865 | STANDARD | OLPE | KS | PRIMARY | 38.26 | -96.16
66520 | STANDARD | OLSBURG | KS | PRIMARY | 39.43 | -96.61
66521 | STANDARD | ONAGA | KS | PRIMARY | 39.48 | -96.17
66522 | STANDARD | ONEIDA | KS | PRIMARY | 39.86 | -95.93
66523 | STANDARD | OSAGE CITY | KS | PRIMARY | 38.63 | -95.82
67473 | STANDARD | OSBORNE | KS | PRIMARY | 39.43 | -98.69
67356 | STANDARD | OSWEGO | KS | PRIMARY | 37.16 | -95.11
67565 | STANDARD | OTIS | KS | PRIMARY | 38.53 | -99.05
66524 | STANDARD | OVERBROOK | KS | PRIMARY | 38.78 | -95.55
67119 | STANDARD | OXFORD | KS | PRIMARY | 37.27 | -97.16
67657 | STANDARD | PALCO | KS | PRIMARY | 39.25 | -99.56
66962 | STANDARD | PALMER | KS | PRIMARY | 39.63 | -97.13
67658 | STANDARD | PARADISE | KS | PRIMARY | 39.11 | -98.91
67751 | STANDARD | PARK | KS | PRIMARY | 39.11 | -100.36
67357 | STANDARD | PARSONS | KS | PRIMARY | 37.33 | -95.26
67566 | STANDARD | PARTRIDGE | KS | PRIMARY | 37.96 | -98.09
67567 | STANDARD | PAWNEE ROCK | KS | PRIMARY | 38.26 | -98.98
66526 | STANDARD | PAXICO | KS | PRIMARY | 39.06 | -96.16
66866 | STANDARD | PEABODY | KS | PRIMARY | 38.16 | -97.1
67120 | STANDARD | PECK | KS | PRIMARY | 37.47 | -97.31
67360 | STANDARD | PERU | KS | PRIMARY | 37.08 | -96.09
67639 | STANDARD | GLADE | KS | PRIMARY | 39.68 | -99.31
67661 | STANDARD | PHILLIPSBURG | KS | PRIMARY | 39.75 | -99.32
67122 | STANDARD | PIEDMONT | KS | PRIMARY | 37.62 | -96.37
67869 | STANDARD | PLAINS | KS | PRIMARY | 37.26 | -100.57
67663 | STANDARD | PLAINVILLE | KS | PRIMARY | 39.23 | -99.3
67474 | STANDARD | PORTIS | KS | PRIMARY | 39.56 | -98.69
67123 | STANDARD | POTWIN | KS | PRIMARY | 37.93 | -97.01
66527 | STANDARD | POWHATTAN | KS | PRIMARY | 39.76 | -95.63
67664 | STANDARD | PRAIRIE VIEW | KS | PRIMARY | 39.83 | -99.57
67021 | STANDARD | BYERS | KS | PRIMARY | 37.78 | -98.86
67124 | STANDARD | PRATT | KS | PRIMARY | 37.64 | -98.73
67570 | STANDARD | PRETTY PRAIRIE | KS | PRIMARY | 37.78 | -98.01
67127 | STANDARD | PROTECTION | KS | PRIMARY | 37.2 | -99.48
66528 | STANDARD | QUENEMO | KS | PRIMARY | 38.58 | -95.52
67752 | STANDARD | QUINTER | KS | PRIMARY | 39.06 | -100.23
67475 | STANDARD | RAMONA | KS | PRIMARY | 38.59 | -97.06
67483 | STANDARD | TAMPA | KS | PRIMARY | 38.54 | -97.15
66963 | STANDARD | RANDALL | KS | PRIMARY | 39.64 | -98.04
66554 | STANDARD | RANDOLPH | KS | PRIMARY | 39.43 | -96.75
67515 | STANDARD | ARNOLD | KS | PRIMARY | 38.63 | -100.04
67572 | STANDARD | RANSOM | KS | PRIMARY | 38.63 | -99.93
67573 | STANDARD | RAYMOND | KS | PRIMARY | 38.27 | -98.41
66868 | STANDARD | READING | KS | PRIMARY | 38.51 | -95.95
66964 | STANDARD | REPUBLIC | KS | PRIMARY | 39.92 | -97.82
67734 | STANDARD | GEM | KS | PRIMARY | 39.42 | -100.89
67753 | STANDARD | REXFORD | KS | PRIMARY | 39.47 | -100.74
67953 | STANDARD | RICHFIELD | KS | PRIMARY | 37.26 | -101.78
66531 | STANDARD | RILEY | KS | PRIMARY | 39.29 | -96.82
66532 | STANDARD | ROBINSON | KS | PRIMARY | 39.81 | -95.41
67131 | STANDARD | ROCK | KS | PRIMARY | 37.42 | -96.92
67954 | STANDARD | ROLLA | KS | PRIMARY | 37.11 | -101.63
67132 | STANDARD | ROSALIA | KS | PRIMARY | 37.78 | -96.6
67133 | STANDARD | ROSE HILL | KS | PRIMARY | 37.56 | -97.13
66533 | STANDARD | ROSSVILLE | KS | PRIMARY | 39.13 | -95.94
67476 | PO BOX | ROXBURY | KS | PRIMARY | 38.55 | -97.42
67574 | STANDARD | ROZEL | KS | PRIMARY | 38.19 | -99.4
67559 | STANDARD | NEKOMA | KS | PRIMARY | 38.47 | -99.44
67575 | STANDARD | RUSH CENTER | KS | PRIMARY | 38.46 | -99.31
67665 | STANDARD | RUSSELL | KS | PRIMARY | 38.88 | -98.85
66534 | STANDARD | SABETHA | KS | PRIMARY | 39.9 | -95.79
67756 | STANDARD | SAINT FRANCIS | KS | PRIMARY | 39.77 | -101.8
66535 | STANDARD | SAINT GEORGE | KS | PRIMARY | 39.19 | -96.42
67576 | STANDARD | SAINT JOHN | KS | PRIMARY | 38 | -98.76
66536 | STANDARD | SAINT MARYS | KS | PRIMARY | 39.19 | -96.06
67401 | STANDARD | SALINA | KS | PRIMARY | 38.81 | -97.61
67402 | PO BOX | SALINA | KS | PRIMARY | 38.81 | -97.61
67870 | STANDARD | SATANTA | KS | PRIMARY | 37.43 | -100.98
67134 | STANDARD | SAWYER | KS | PRIMARY | 37.49 | -98.68
66961 | PO BOX | NORWAY | KS | PRIMARY | 39.69 | -97.77
66966 | STANDARD | SCANDIA | KS | PRIMARY | 39.79 | -97.78
67871 | STANDARD | SCOTT CITY | KS | PRIMARY | 38.47 | -100.9
66537 | STANDARD | SCRANTON | KS | PRIMARY | 38.77 | -95.74
67361 | STANDARD | SEDAN | KS | PRIMARY | 37.12 | -96.18
67135 | STANDARD | SEDGWICK | KS | PRIMARY | 37.91 | -97.42
67757 | STANDARD | SELDEN | KS | PRIMARY | 39.54 | -100.56
66538 | STANDARD | SENECA | KS | PRIMARY | 39.83 | -96.06
67137 | STANDARD | SEVERY | KS | PRIMARY | 37.62 | -96.22
67138 | STANDARD | SHARON | KS | PRIMARY | 37.25 | -98.41
67758 | STANDARD | SHARON SPRINGS | KS | PRIMARY | 38.89 | -101.75
67761 | STANDARD | WALLACE | KS | PRIMARY | 38.91 | -101.59
66539 | STANDARD | SILVER LAKE | KS | PRIMARY | 39.09 | -95.85
67478 | PO BOX | SIMPSON | KS | PRIMARY | 39.38 | -97.93
66967 | STANDARD | SMITH CENTER | KS | PRIMARY | 39.77 | -98.78
66432 | STANDARD | HAVENSVILLE | KS | PRIMARY | 39.51 | -96.07
66540 | STANDARD | SOLDIER | KS | PRIMARY | 39.53 | -95.96
67480 | STANDARD | SOLOMON | KS | PRIMARY | 38.91 | -97.37
67140 | STANDARD | SOUTH HAVEN | KS | PRIMARY | 37.04 | -97.4
67876 | STANDARD | SPEARVILLE | KS | PRIMARY | 37.84 | -99.75
67142 | STANDARD | SPIVEY | KS | PRIMARY | 37.44 | -98.16
67578 | STANDARD | STAFFORD | KS | PRIMARY | 37.96 | -98.59
67579 | STANDARD | STERLING | KS | PRIMARY | 38.2 | -98.2
67669 | STANDARD | STOCKTON | KS | PRIMARY | 39.43 | -99.27
66869 | STANDARD | STRONG CITY | KS | PRIMARY | 38.39 | -96.53
67877 | STANDARD | SUBLETTE | KS | PRIMARY | 37.47 | -100.84
66541 | STANDARD | SUMMERFIELD | KS | PRIMARY | 39.99 | -96.34
67143 | STANDARD | SUN CITY | KS | PRIMARY | 37.37 | -98.91
67363 | PO BOX | SYCAMORE | KS | PRIMARY | 37.33 | -95.72
67481 | STANDARD | SYLVAN GROVE | KS | PRIMARY | 39.01 | -98.39
67581 | STANDARD | SYLVIA | KS | PRIMARY | 37.95 | -98.4
67878 | STANDARD | SYRACUSE | KS | PRIMARY | 37.98 | -101.75
67482 | PO BOX | TALMAGE | KS | PRIMARY | 39.02 | -97.26
66542 | STANDARD | TECUMSEH | KS | PRIMARY | 39 | -95.53
67484 | STANDARD | TESCOTT | KS | PRIMARY | 39.01 | -97.87
67485 | STANDARD | TIPTON | KS | PRIMARY | 39.33 | -98.47
66601 | PO BOX | TOPEKA | KS | PRIMARY | 39.03 | -95.69
66603 | STANDARD | TOPEKA | KS | PRIMARY | 39.03 | -95.69
66604 | STANDARD | TOPEKA | KS | PRIMARY | 39.03 | -95.69
66605 | STANDARD | TOPEKA | KS | PRIMARY | 39.03 | -95.69
66606 | STANDARD | TOPEKA | KS | PRIMARY | 39.03 | -95.69
66607 | STANDARD | TOPEKA | KS | PRIMARY | 39.03 | -95.69
66608 | STANDARD | TOPEKA | KS | PRIMARY | 39.03 | -95.69
66609 | STANDARD | TOPEKA | KS | PRIMARY | 39.03 | -95.69
66610 | STANDARD | TOPEKA | KS | PRIMARY | 39.03 | -95.69
66611 | STANDARD | TOPEKA | KS | PRIMARY | 39.03 | -95.69
66612 | STANDARD | TOPEKA | KS | PRIMARY | 39.03 | -95.69
66614 | STANDARD | TOPEKA | KS | PRIMARY | 39.03 | -95.69
66615 | STANDARD | TOPEKA | KS | PRIMARY | 39.03 | -95.69
66616 | STANDARD | TOPEKA | KS | PRIMARY | 39.03 | -95.69
66617 | STANDARD | TOPEKA | KS | PRIMARY | 39.03 | -95.69
66618 | STANDARD | TOPEKA | KS | PRIMARY | 39.03 | -95.69
66619 | STANDARD | TOPEKA | KS | PRIMARY | 39.03 | -95.69
66620 | UNIQUE | TOPEKA | KS | PRIMARY | 39.03 | -95.69
66621 | STANDARD | TOPEKA | KS | PRIMARY | 39.03 | -95.69
66622 | UNIQUE | TOPEKA | KS | PRIMARY | 39.03 | -95.69
66624 | UNIQUE | TOPEKA | KS | PRIMARY | 39.03 | -95.69
66625 | UNIQUE | TOPEKA | KS | PRIMARY | 39.03 | -95.69
66626 | UNIQUE | TOPEKA | KS | PRIMARY | 39.03 | -95.69
66628 | UNIQUE | TOPEKA | KS | PRIMARY | 39.03 | -95.69
66629 | UNIQUE | TOPEKA | KS | PRIMARY | 39.03 | -95.69
66636 | UNIQUE | TOPEKA | KS | PRIMARY | 39.03 | -95.69
66647 | PO BOX | TOPEKA | KS | PRIMARY | 39.03 | -95.69
66667 | PO BOX | TOPEKA | KS | PRIMARY | 39.03 | -95.69
66675 | PO BOX | TOPEKA | KS | PRIMARY | 39.03 | -95.69
66683 | STANDARD | TOPEKA | KS | PRIMARY | 39.03 | -95.69
66699 | UNIQUE | TOPEKA | KS | PRIMARY | 39.03 | -95.69
67144 | STANDARD | TOWANDA | KS | PRIMARY | 37.79 | -96.99
67879 | STANDARD | TRIBUNE | KS | PRIMARY | 38.47 | -101.75
67583 | STANDARD | TURON | KS | PRIMARY | 37.8 | -98.42
67364 | PO BOX | TYRO | KS | PRIMARY | 37.03 | -95.82
67146 | STANDARD | UDALL | KS | PRIMARY | 37.38 | -97.11
67880 | STANDARD | ULYSSES | KS | PRIMARY | 37.57 | -101.35
67584 | STANDARD | UTICA | KS | PRIMARY | 38.64 | -100.17
67147 | STANDARD | VALLEY CENTER | KS | PRIMARY | 37.83 | -97.37
66543 | STANDARD | VASSAR | KS | PRIMARY | 38.67 | -95.56
66544 | STANDARD | VERMILLION | KS | PRIMARY | 39.71 | -96.26
67671 | STANDARD | VICTORIA | KS | PRIMARY | 38.85 | -99.14
67674 | PO BOX | WALKER | KS | PRIMARY | 38.86 | -99.06
67149 | STANDARD | VIOLA | KS | PRIMARY | 37.48 | -97.64
66870 | STANDARD | VIRGIL | KS | PRIMARY | 37.98 | -96.01
66546 | STANDARD | WAKARUSA | KS | PRIMARY | 38.89 | -95.71
67672 | STANDARD | WAKEENEY | KS | PRIMARY | 39.02 | -99.87
67487 | STANDARD | WAKEFIELD | KS | PRIMARY | 39.21 | -97.01
67673 | STANDARD | WALDO | KS | PRIMARY | 39.12 | -98.79
67151 | STANDARD | WALTON | KS | PRIMARY | 38.11 | -97.25
66547 | STANDARD | WAMEGO | KS | PRIMARY | 39.2 | -96.3
66968 | STANDARD | WASHINGTON | KS | PRIMARY | 39.81 | -97.05
66548 | STANDARD | WATERVILLE | KS | PRIMARY | 39.69 | -96.74
66871 | STANDARD | WAVERLY | KS | PRIMARY | 38.39 | -95.6
66970 | STANDARD | WEBBER | KS | PRIMARY | 39.93 | -98.03
67152 | STANDARD | WELLINGTON | KS | PRIMARY | 37.27 | -97.39
67762 | STANDARD | WESKAN | KS | PRIMARY | 38.86 | -101.96
66426 | PO BOX | FOSTORIA | KS | PRIMARY | 39.43 | -96.53
66549 | STANDARD | WESTMORELAND | KS | PRIMARY | 39.39 | -96.41
66550 | STANDARD | WETMORE | KS | PRIMARY | 39.63 | -95.81
66872 | STANDARD | WHITE CITY | KS | PRIMARY | 38.79 | -96.73
67154 | STANDARD | WHITEWATER | KS | PRIMARY | 37.96 | -97.14
66552 | STANDARD | WHITING | KS | PRIMARY | 39.58 | -95.61
67055 | STANDARD | GREENWICH | KS | PRIMARY | 37.74 | -97.24
67201 | PO BOX | WICHITA | KS | PRIMARY | 37.68 | -97.34
67202 | STANDARD | WICHITA | KS | PRIMARY | 37.68 | -97.34
67203 | STANDARD | WICHITA | KS | PRIMARY | 37.68 | -97.34
67204 | STANDARD | WICHITA | KS | PRIMARY | 37.68 | -97.34
67205 | STANDARD | WICHITA | KS | PRIMARY | 37.68 | -97.34
67206 | STANDARD | WICHITA | KS | PRIMARY | 37.68 | -97.34
67207 | STANDARD | WICHITA | KS | PRIMARY | 37.68 | -97.34
67208 | STANDARD | WICHITA | KS | PRIMARY | 37.68 | -97.34
67209 | STANDARD | WICHITA | KS | PRIMARY | 37.68 | -97.34
67210 | STANDARD | WICHITA | KS | PRIMARY | 37.68 | -97.34
67211 | STANDARD | WICHITA | KS | PRIMARY | 37.68 | -97.34
67212 | STANDARD | WICHITA | KS | PRIMARY | 37.68 | -97.34
67213 | STANDARD | WICHITA | KS | PRIMARY | 37.68 | -97.34
67214 | STANDARD | WICHITA | KS | PRIMARY | 37.68 | -97.34
67215 | STANDARD | WICHITA | KS | PRIMARY | 37.68 | -97.34
67216 | STANDARD | WICHITA | KS | PRIMARY | 37.68 | -97.34
67217 | STANDARD | WICHITA | KS | PRIMARY | 37.68 | -97.34
67218 | STANDARD | WICHITA | KS | PRIMARY | 37.68 | -97.34
67219 | STANDARD | WICHITA | KS | PRIMARY | 37.68 | -97.34
67220 | STANDARD | WICHITA | KS | PRIMARY | 37.68 | -97.34
67221 | STANDARD | MCCONNELL AFB | KS | PRIMARY | 37.62 | -97.27
67223 | STANDARD | WICHITA | KS | PRIMARY | 37.68 | -97.34
67226 | STANDARD | WICHITA | KS | PRIMARY | 37.68 | -97.34
67227 | STANDARD | WICHITA | KS | PRIMARY | 37.68 | -97.34
67228 | STANDARD | WICHITA | KS | PRIMARY | 37.68 | -97.34
67230 | STANDARD | WICHITA | KS | PRIMARY | 37.68 | -97.34
67232 | STANDARD | WICHITA | KS | PRIMARY | 37.68 | -97.34
67235 | STANDARD | WICHITA | KS | PRIMARY | 37.68 | -97.34
67260 | UNIQUE | WICHITA | KS | PRIMARY | 37.68 | -97.34
67275 | PO BOX | WICHITA | KS | PRIMARY | 37.68 | -97.34
67276 | STANDARD | WICHITA | KS | PRIMARY | 37.68 | -97.34
67277 | PO BOX | WICHITA | KS | PRIMARY | 37.68 | -97.34
67278 | PO BOX | WICHITA | KS | PRIMARY | 37.68 | -97.34
67155 | STANDARD | WILMORE | KS | PRIMARY | 37.33 | -99.2
67490 | STANDARD | WILSON | KS | PRIMARY | 38.82 | -98.47
67491 | STANDARD | WINDOM | KS | PRIMARY | 38.38 | -97.91
67156 | STANDARD | WINFIELD | KS | PRIMARY | 37.26 | -96.96
67747 | STANDARD | MONUMENT | KS | PRIMARY | 39.1 | -101
67764 | STANDARD | WINONA | KS | PRIMARY | 39.06 | -101.24
67492 | STANDARD | WOODBINE | KS | PRIMARY | 38.79 | -96.95
67675 | STANDARD | WOODSTON | KS | PRIMARY | 39.45 | -99.09
67882 | STANDARD | WRIGHT | KS | PRIMARY | 37.78 | -99.89
67585 | PO BOX | YODER | KS | PRIMARY | 37.95 | -97.85
67159 | STANDARD | ZENDA | KS | PRIMARY | 37.44 | -98.28
68301 | STANDARD | ADAMS | NE | PRIMARY | 40.45 | -96.51
69210 | STANDARD | AINSWORTH | NE | PRIMARY | 42.54 | -99.85
68620 | STANDARD | ALBION | NE | PRIMARY | 41.68 | -98
68655 | STANDARD | PRIMROSE | NE | PRIMARY | 41.62 | -98.23
68810 | STANDARD | ALDA | NE | PRIMARY | 40.86 | -98.46
68303 | STANDARD | ALEXANDRIA | NE | PRIMARY | 40.24 | -97.38
68710 | STANDARD | ALLEN | NE | PRIMARY | 42.41 | -96.84
69301 | STANDARD | ALLIANCE | NE | PRIMARY | 42.1 | -102.87
68920 | STANDARD | ALMA | NE | PRIMARY | 40.1 | -99.36
68304 | STANDARD | ALVO | NE | PRIMARY | 40.87 | -96.38
68812 | STANDARD | AMHERST | NE | PRIMARY | 40.83 | -99.26
69331 | STANDARD | ANGORA | NE | PRIMARY | 41.87 | -103.1
68813 | STANDARD | ANSELMO | NE | PRIMARY | 41.61 | -99.86
68814 | STANDARD | ANSLEY | NE | PRIMARY | 41.28 | -99.38
68922 | STANDARD | ARAPAHOE | NE | PRIMARY | 40.3 | -99.89
68815 | STANDARD | ARCADIA | NE | PRIMARY | 41.42 | -99.12
68002 | STANDARD | ARLINGTON | NE | PRIMARY | 41.45 | -96.35
69120 | STANDARD | ARNOLD | NE | PRIMARY | 41.42 | -100.19
69121 | STANDARD | ARTHUR | NE | PRIMARY | 41.57 | -101.69
69333 | STANDARD | ASHBY | NE | PRIMARY | 42.02 | -101.93
69335 | STANDARD | BINGHAM | NE | PRIMARY | 42.01 | -102.06
68003 | STANDARD | ASHLAND | NE | PRIMARY | 41.04 | -96.37
68042 | STANDARD | MEMPHIS | NE | PRIMARY | 41.09 | -96.43
68817 | STANDARD | ASHTON | NE | PRIMARY | 41.24 | -98.79
68711 | STANDARD | AMELIA | NE | PRIMARY | 42.23 | -98.96
68713 | STANDARD | ATKINSON | NE | PRIMARY | 42.53 | -98.97
68734 | STANDARD | EMMET | NE | PRIMARY | 42.47 | -98.8
68305 | STANDARD | AUBURN | NE | PRIMARY | 40.38 | -95.84
68818 | STANDARD | AURORA | NE | PRIMARY | 40.86 | -98
68307 | STANDARD | AVOCA | NE | PRIMARY | 40.79 | -96.11
68924 | STANDARD | AXTELL | NE | PRIMARY | 40.47 | -99.12
68925 | STANDARD | AYR | NE | PRIMARY | 40.43 | -98.44
68004 | STANDARD | BANCROFT | NE | PRIMARY | 42.01 | -96.57
68622 | STANDARD | BARTLETT | NE | PRIMARY | 41.88 | -98.55
69020 | STANDARD | BARTLEY | NE | PRIMARY | 40.25 | -100.3
68714 | STANDARD | BASSETT | NE | PRIMARY | 42.58 | -99.53
68715 | STANDARD | BATTLE CREEK | NE | PRIMARY | 41.99 | -97.59
69334 | STANDARD | BAYARD | NE | PRIMARY | 41.75 | -103.32
69353 | PO BOX | MCGREW | NE | PRIMARY | 41.74 | -103.41
68310 | STANDARD | BEATRICE | NE | PRIMARY | 40.26 | -96.74
68458 | STANDARD | VIRGINIA | NE | PRIMARY | 40.24 | -96.49
68926 | STANDARD | BEAVER CITY | NE | PRIMARY | 40.13 | -99.82
68946 | STANDARD | HENDLEY | NE | PRIMARY | 40.13 | -99.97
68313 | STANDARD | BEAVER CROSSING | NE | PRIMARY | 40.77 | -97.28
68314 | STANDARD | BEE | NE | PRIMARY | 41 | -97.05
68716 | STANDARD | BEEMER | NE | PRIMARY | 41.93 | -96.8
68717 | STANDARD | BELDEN | NE | PRIMARY | 42.41 | -97.2
68005 | STANDARD | BELLEVUE | NE | PRIMARY | 41.15 | -95.92
68123 | STANDARD | BELLEVUE | NE | PRIMARY | 41.15 | -95.92
68147 | STANDARD | BELLEVUE | NE | PRIMARY | 41.15 | -95.92
68624 | STANDARD | BELLWOOD | NE | PRIMARY | 41.34 | -97.24
68316 | STANDARD | BENEDICT | NE | PRIMARY | 41 | -97.6
69021 | STANDARD | BENKELMAN | NE | PRIMARY | 40.05 | -101.53
68317 | STANDARD | BENNET | NE | PRIMARY | 40.68 | -96.5
68007 | STANDARD | BENNINGTON | NE | PRIMARY | 41.36 | -96.15
68068 | STANDARD | WASHINGTON | NE | PRIMARY | 41.39 | -96.2
68927 | STANDARD | BERTRAND | NE | PRIMARY | 40.52 | -99.63
69122 | STANDARD | BIG SPRINGS | NE | PRIMARY | 41.06 | -102.07
68928 | STANDARD | BLADEN | NE | PRIMARY | 40.32 | -98.59
68008 | STANDARD | BLAIR | NE | PRIMARY | 41.54 | -96.13
68009 | PO BOX | BLAIR | NE | PRIMARY | 41.54 | -96.13
68718 | STANDARD | BLOOMFIELD | NE | PRIMARY | 42.59 | -97.64
68929 | STANDARD | BLOOMINGTON | NE | PRIMARY | 40.09 | -99.03
68930 | STANDARD | BLUE HILL | NE | PRIMARY | 40.33 | -98.44
68318 | STANDARD | BLUE SPRINGS | NE | PRIMARY | 40.13 | -96.66
68820 | STANDARD | BOELUS | NE | PRIMARY | 41.07 | -98.71
68010 | PO BOX | BOYS TOWN | NE | PRIMARY | 41.25 | -96.13
68319 | STANDARD | BRADSHAW | NE | PRIMARY | 40.88 | -97.74
69123 | STANDARD | BRADY | NE | PRIMARY | 41.02 | -100.36
68626 | STANDARD | BRAINARD | NE | PRIMARY | 41.18 | -97
69336 | STANDARD | BRIDGEPORT | NE | PRIMARY | 41.66 | -103.09
68719 | STANDARD | BRISTOW | NE | PRIMARY | 42.83 | -98.58
69125 | STANDARD | BROADWATER | NE | PRIMARY | 41.59 | -102.85
68822 | STANDARD | BROKEN BOW | NE | PRIMARY | 41.4 | -99.63
68321 | STANDARD | BROWNVILLE | NE | PRIMARY | 40.39 | -95.66
69127 | STANDARD | BRULE | NE | PRIMARY | 41.09 | -101.88
68322 | STANDARD | BRUNING | NE | PRIMARY | 40.33 | -97.56
68444 | STANDARD | STRANG | NE | PRIMARY | 40.41 | -97.58
68001 | PO BOX | ABIE | NE | PRIMARY | 41.33 | -96.94
68014 | STANDARD | BRUNO | NE | PRIMARY | 41.28 | -96.96
68036 | STANDARD | LINWOOD | NE | PRIMARY | 41.41 | -96.93
68720 | STANDARD | BRUNSWICK | NE | PRIMARY | 42.33 | -97.97
68323 | STANDARD | BURCHARD | NE | PRIMARY | 40.14 | -96.34
68380 | STANDARD | LEWISTON | NE | PRIMARY | 40.24 | -96.4
68381 | STANDARD | LIBERTY | NE | PRIMARY | 40.08 | -96.48
68823 | STANDARD | BURWELL | NE | PRIMARY | 41.78 | -99.13
68837 | STANDARD | ELYRIA | NE | PRIMARY | 41.67 | -99
69128 | STANDARD | BUSHNELL | NE | PRIMARY | 41.23 | -103.89
68722 | STANDARD | BUTTE | NE | PRIMARY | 42.91 | -98.84
68325 | STANDARD | BYRON | NE | PRIMARY | 40 | -97.76
68824 | STANDARD | CAIRO | NE | PRIMARY | 41 | -98.6
68825 | STANDARD | CALLAWAY | NE | PRIMARY | 41.29 | -99.92
69022 | STANDARD | CAMBRIDGE | NE | PRIMARY | 40.28 | -100.17
68932 | STANDARD | CAMPBELL | NE | PRIMARY | 40.29 | -98.73
68326 | STANDARD | CARLETON | NE | PRIMARY | 40.3 | -97.67
68723 | STANDARD | CARROLL | NE | PRIMARY | 42.27 | -97.19
68015 | STANDARD | CEDAR BLUFFS | NE | PRIMARY | 41.39 | -96.6
68016 | PO BOX | CEDAR CREEK | NE | PRIMARY | 41.04 | -96.09
68623 | STANDARD | BELGRADE | NE | PRIMARY | 41.47 | -98.06
68627 | STANDARD | CEDAR RAPIDS | NE | PRIMARY | 41.55 | -98.14
68724 | STANDARD | CENTER | NE | PRIMARY | 42.6 | -97.87
68826 | STANDARD | CENTRAL CITY | NE | PRIMARY | 41.11 | -98
68017 | STANDARD | CERESCO | NE | PRIMARY | 41.05 | -96.64
69337 | STANDARD | CHADRON | NE | PRIMARY | 42.82 | -103
68725 | STANDARD | CHAMBERS | NE | PRIMARY | 42.2 | -98.74
69023 | STANDARD | CHAMPION | NE | PRIMARY | 40.46 | -101.71
68827 | STANDARD | CHAPMAN | NE | PRIMARY | 41.02 | -98.15
69129 | STANDARD | CHAPPELL | NE | PRIMARY | 41.09 | -102.46
68327 | STANDARD | CHESTER | NE | PRIMARY | 40 | -97.61
68375 | STANDARD | HUBBELL | NE | PRIMARY | 40 | -97.49
68429 | STANDARD | REYNOLDS | NE | PRIMARY | 40.04 | -97.31
68628 | STANDARD | CLARKS | NE | PRIMARY | 41.21 | -97.83
68629 | STANDARD | CLARKSON | NE | PRIMARY | 41.72 | -97.12
68328 | STANDARD | CLATONIA | NE | PRIMARY | 40.46 | -96.85
68933 | STANDARD | CLAY CENTER | NE | PRIMARY | 40.52 | -98.05
68726 | STANDARD | CLEARWATER | NE | PRIMARY | 42.17 | -98.18
69211 | STANDARD | CODY | NE | PRIMARY | 42.93 | -101.24
69219 | STANDARD | NENZEL | NE | PRIMARY | 42.92 | -101.1
68727 | STANDARD | COLERIDGE | NE | PRIMARY | 42.5 | -97.2
68018 | STANDARD | COLON | NE | PRIMARY | 41.29 | -96.6
68601 | STANDARD | COLUMBUS | NE | PRIMARY | 41.43 | -97.35
68602 | PO BOX | COLUMBUS | NE | PRIMARY | 41.43 | -97.35
68828 | STANDARD | COMSTOCK | NE | PRIMARY | 41.55 | -99.24
68881 | STANDARD | WESTERVILLE | NE | PRIMARY | 41.39 | -99.39
68728 | STANDARD | CONCORD | NE | PRIMARY | 42.38 | -96.98
68329 | STANDARD | COOK | NE | PRIMARY | 40.51 | -96.16
68330 | PO BOX | CORDOVA | NE | PRIMARY | 40.71 | -97.35
68331 | STANDARD | CORTLAND | NE | PRIMARY | 40.5 | -96.7
69130 | STANDARD | COZAD | NE | PRIMARY | 40.86 | -99.98
69171 | STANDARD | WILLOW ISLAND | NE | PRIMARY | 40.88 | -100.06
68332 | STANDARD | CRAB ORCHARD | NE | PRIMARY | 40.33 | -96.42
68019 | STANDARD | CRAIG | NE | PRIMARY | 41.78 | -96.36
69339 | STANDARD | CRAWFORD | NE | PRIMARY | 42.68 | -103.41
68729 | STANDARD | CREIGHTON | NE | PRIMARY | 42.46 | -97.9
68789 | STANDARD | WINNETOON | NE | PRIMARY | 42.51 | -97.96
68631 | STANDARD | CRESTON | NE | PRIMARY | 41.7 | -97.36
68333 | STANDARD | CRETE | NE | PRIMARY | 40.62 | -96.95
68730 | STANDARD | CROFTON | NE | PRIMARY | 42.73 | -97.49
69212 | STANDARD | CROOKSTON | NE | PRIMARY | 42.92 | -100.75
69024 | STANDARD | CULBERTSON | NE | PRIMARY | 40.22 | -100.83
69025 | STANDARD | CURTIS | NE | PRIMARY | 40.63 | -100.51
68731 | STANDARD | DAKOTA CITY | NE | PRIMARY | 42.41 | -96.41
69131 | STANDARD | DALTON | NE | PRIMARY | 41.4 | -102.97
69026 | STANDARD | DANBURY | NE | PRIMARY | 40.03 | -100.4
68831 | STANDARD | DANNEBROG | NE | PRIMARY | 41.11 | -98.54
68335 | STANDARD | DAVENPORT | NE | PRIMARY | 40.31 | -97.81
68336 | STANDARD | DAVEY | NE | PRIMARY | 40.98 | -96.66
68632 | STANDARD | DAVID CITY | NE | PRIMARY | 41.25 | -97.12
68337 | STANDARD | DAWSON | NE | PRIMARY | 40.13 | -95.82
68338 | STANDARD | DAYKIN | NE | PRIMARY | 40.32 | -97.29
68020 | STANDARD | DECATUR | NE | PRIMARY | 42 | -96.25
68339 | STANDARD | DENTON | NE | PRIMARY | 40.73 | -96.84
68340 | STANDARD | DESHLER | NE | PRIMARY | 40.13 | -97.72
68934 | STANDARD | DEWEESE | NE | PRIMARY | 40.35 | -98.13
68341 | STANDARD | DE WITT | NE | PRIMARY | 40.39 | -96.92
68342 | STANDARD | DILLER | NE | PRIMARY | 40.1 | -96.93
68440 | STANDARD | STEELE CITY | NE | PRIMARY | 40.03 | -97.02
69133 | STANDARD | DIX | NE | PRIMARY | 41.23 | -103.48
68732 | STANDARD | DIXON | NE | PRIMARY | 42.41 | -96.99
68633 | STANDARD | DODGE | NE | PRIMARY | 41.72 | -96.87
68832 | STANDARD | DONIPHAN | NE | PRIMARY | 40.77 | -98.37
68343 | STANDARD | DORCHESTER | NE | PRIMARY | 40.64 | -97.11
68344 | STANDARD | DOUGLAS | NE | PRIMARY | 40.59 | -96.38
68345 | STANDARD | DU BOIS | NE | PRIMARY | 40.03 | -96.04
68346 | STANDARD | DUNBAR | NE | PRIMARY | 40.66 | -96.03
68382 | STANDARD | LORTON | NE | PRIMARY | 40.59 | -96.03
68634 | PO BOX | DUNCAN | NE | PRIMARY | 41.39 | -97.49
68821 | STANDARD | BREWSTER | NE | PRIMARY | 41.93 | -99.86
68833 | STANDARD | DUNNING | NE | PRIMARY | 41.82 | -100.1
68635 | STANDARD | DWIGHT | NE | PRIMARY | 41.08 | -97.01
68347 | STANDARD | EAGLE | NE | PRIMARY | 40.81 | -96.43
68935 | STANDARD | EDGAR | NE | PRIMARY | 40.36 | -97.97
68936 | STANDARD | EDISON | NE | PRIMARY | 40.27 | -99.77
68835 | STANDARD | ELBA | NE | PRIMARY | 41.28 | -98.56
68636 | STANDARD | ELGIN | NE | PRIMARY | 41.98 | -98.08
68348 | STANDARD | ELK CREEK | NE | PRIMARY | 40.28 | -96.12
68022 | STANDARD | ELKHORN | NE | PRIMARY | 41.28 | -96.23
69340 | STANDARD | ELLSWORTH | NE | PRIMARY | 42.06 | -102.28
68836 | STANDARD | ELM CREEK | NE | PRIMARY | 40.71 | -99.37
68861 | STANDARD | ODESSA | NE | PRIMARY | 40.7 | -99.25
68349 | STANDARD | ELMWOOD | NE | PRIMARY | 40.84 | -96.29
69134 | STANDARD | ELSIE | NE | PRIMARY | 40.84 | -101.38
68937 | STANDARD | ELWOOD | NE | PRIMARY | 40.58 | -99.86
68976 | STANDARD | SMITHFIELD | NE | PRIMARY | 40.57 | -99.74
68733 | STANDARD | EMERSON | NE | PRIMARY | 42.27 | -96.72
69027 | STANDARD | ENDERS | NE | PRIMARY | 40.44 | -101.52
68350 | STANDARD | ENDICOTT | NE | PRIMARY | 40.08 | -97.09
68637 | STANDARD | ERICSON | NE | PRIMARY | 41.78 | -98.67
69028 | STANDARD | EUSTIS | NE | PRIMARY | 40.66 | -100.02
68735 | STANDARD | EWING | NE | PRIMARY | 42.25 | -98.34
68351 | STANDARD | EXETER | NE | PRIMARY | 40.64 | -97.44
68352 | STANDARD | FAIRBURY | NE | PRIMARY | 40.14 | -97.17
68938 | STANDARD | FAIRFIELD | NE | PRIMARY | 40.43 | -98.1
68354 | STANDARD | FAIRMONT | NE | PRIMARY | 40.63 | -97.58
68355 | STANDARD | FALLS CITY | NE | PRIMARY | 40.06 | -95.59
68433 | STANDARD | SALEM | NE | PRIMARY | 40.07 | -95.72
69029 | STANDARD | FARNAM | NE | PRIMARY | 40.7 | -100.21
68838 | STANDARD | FARWELL | NE | PRIMARY | 41.21 | -98.62
68357 | STANDARD | FILLEY | NE | PRIMARY | 40.28 | -96.53
68358 | STANDARD | FIRTH | NE | PRIMARY | 40.53 | -96.6
68736 | STANDARD | FORDYCE | NE | PRIMARY | 42.69 | -97.36
68023 | STANDARD | FORT CALHOUN | NE | PRIMARY | 41.45 | -96.02
68939 | STANDARD | FRANKLIN | NE | PRIMARY | 40.09 | -98.95
68025 | STANDARD | FREMONT | NE | PRIMARY | 41.44 | -96.49
68026 | PO BOX | FREMONT | NE | PRIMARY | 41.44 | -96.49
68359 | STANDARD | FRIEND | NE | PRIMARY | 40.65 | -97.28
68638 | STANDARD | FULLERTON | NE | PRIMARY | 41.36 | -97.97
68940 | STANDARD | FUNK | NE | PRIMARY | 40.46 | -99.24
68360 | STANDARD | GARLAND | NE | PRIMARY | 40.94 | -96.98
68361 | STANDARD | GENEVA | NE | PRIMARY | 40.52 | -97.6
68640 | STANDARD | GENOA | NE | PRIMARY | 41.44 | -97.73
69341 | STANDARD | GERING | NE | PRIMARY | 41.82 | -103.66
68840 | STANDARD | GIBBON | NE | PRIMARY | 40.74 | -98.84
68841 | STANDARD | GILTNER | NE | PRIMARY | 40.77 | -98.15
68941 | STANDARD | GLENVIL | NE | PRIMARY | 40.5 | -98.25
68364 | PO BOX | GOEHNER | NE | PRIMARY | 40.83 | -97.21
69343 | STANDARD | GORDON | NE | PRIMARY | 42.8 | -102.2
69138 | STANDARD | GOTHENBURG | NE | PRIMARY | 40.92 | -100.16
68365 | STANDARD | GRAFTON | NE | PRIMARY | 40.62 | -97.71
68801 | STANDARD | GRAND ISLAND | NE | PRIMARY | 40.92 | -98.36
68802 | PO BOX | GRAND ISLAND | NE | PRIMARY | 40.92 | -98.36
68803 | STANDARD | GRAND ISLAND | NE | PRIMARY | 40.92 | -98.36
69140 | STANDARD | GRANT | NE | PRIMARY | 40.84 | -101.72
68842 | STANDARD | GREELEY | NE | PRIMARY | 41.54 | -98.53
68366 | STANDARD | GREENWOOD | NE | PRIMARY | 40.96 | -96.44
68367 | STANDARD | GRESHAM | NE | PRIMARY | 41.02 | -97.4
68028 | STANDARD | GRETNA | NE | PRIMARY | 41.14 | -96.24
68942 | STANDARD | GUIDE ROCK | NE | PRIMARY | 40.07 | -98.32
69141 | STANDARD | GURLEY | NE | PRIMARY | 41.32 | -102.97
69030 | STANDARD | HAIGLER | NE | PRIMARY | 40.01 | -101.93
68368 | STANDARD | HALLAM | NE | PRIMARY | 40.53 | -96.78
69142 | STANDARD | HALSEY | NE | PRIMARY | 41.9 | -100.26
68843 | STANDARD | HAMPTON | NE | PRIMARY | 40.88 | -97.88
68943 | STANDARD | HARDY | NE | PRIMARY | 40.01 | -97.92
69345 | STANDARD | HARRISBURG | NE | PRIMARY | 41.55 | -103.74
69346 | STANDARD | HARRISON | NE | PRIMARY | 42.68 | -103.88
68739 | STANDARD | HARTINGTON | NE | PRIMARY | 42.62 | -97.26
68944 | STANDARD | HARVARD | NE | PRIMARY | 40.61 | -98.09
68954 | STANDARD | INLAND | NE | PRIMARY | 40.59 | -98.22
68901 | STANDARD | HASTINGS | NE | PRIMARY | 40.58 | -98.39
68902 | PO BOX | HASTINGS | NE | PRIMARY | 40.58 | -98.39
69032 | STANDARD | HAYES CENTER | NE | PRIMARY | 40.51 | -101.02
69347 | STANDARD | HAY SPRINGS | NE | PRIMARY | 42.68 | -102.68
69367 | STANDARD | WHITNEY | NE | PRIMARY | 42.78 | -103.25
68945 | STANDARD | HEARTWELL | NE | PRIMARY | 40.56 | -98.78
68315 | STANDARD | BELVIDERE | NE | PRIMARY | 40.25 | -97.55
68362 | PO BOX | GILEAD | NE | PRIMARY | 40.14 | -97.41
68370 | STANDARD | HEBRON | NE | PRIMARY | 40.16 | -97.58
69348 | STANDARD | HEMINGFORD | NE | PRIMARY | 42.32 | -103.07
69354 | STANDARD | MARSLAND | NE | PRIMARY | 42.44 | -103.3
68371 | STANDARD | HENDERSON | NE | PRIMARY | 40.77 | -97.81
68029 | STANDARD | HERMAN | NE | PRIMARY | 41.67 | -96.21
69143 | STANDARD | HERSHEY | NE | PRIMARY | 41.15 | -101
68372 | STANDARD | HICKMAN | NE | PRIMARY | 40.62 | -96.63
68947 | STANDARD | HILDRETH | NE | PRIMARY | 40.33 | -99.04
68948 | STANDARD | HOLBROOK | NE | PRIMARY | 40.3 | -100.01
68923 | PO BOX | ATLANTA | NE | PRIMARY | 40.36 | -99.47
68949 | STANDARD | HOLDREGE | NE | PRIMARY | 40.44 | -99.37
68969 | PO BOX | RAGAN | NE | PRIMARY | 40.31 | -99.29
68950 | STANDARD | HOLSTEIN | NE | PRIMARY | 40.46 | -98.65
68030 | STANDARD | HOMER | NE | PRIMARY | 42.32 | -96.49
68031 | STANDARD | HOOPER | NE | PRIMARY | 41.61 | -96.54
68846 | STANDARD | HORDVILLE | NE | PRIMARY | 41.07 | -97.89
68740 | STANDARD | HOSKINS | NE | PRIMARY | 42.11 | -97.3
68641 | STANDARD | HOWELLS | NE | PRIMARY | 41.72 | -97
68741 | STANDARD | HUBBARD | NE | PRIMARY | 42.38 | -96.59
68376 | STANDARD | HUMBOLDT | NE | PRIMARY | 40.16 | -95.94
68642 | STANDARD | HUMPHREY | NE | PRIMARY | 41.68 | -97.48
69350 | STANDARD | HYANNIS | NE | PRIMARY | 42 | -101.76
69033 | STANDARD | IMPERIAL | NE | PRIMARY | 40.51 | -101.63
69034 | STANDARD | INDIANOLA | NE | PRIMARY | 40.23 | -100.41
68742 | STANDARD | INMAN | NE | PRIMARY | 42.38 | -98.52
68033 | STANDARD | ITHACA | NE | PRIMARY | 41.16 | -96.53
68743 | STANDARD | JACKSON | NE | PRIMARY | 42.44 | -96.56
68377 | STANDARD | JANSEN | NE | PRIMARY | 40.18 | -97.08
68378 | STANDARD | JOHNSON | NE | PRIMARY | 40.41 | -95.99
68379 | STANDARD | JULIAN | NE | PRIMARY | 40.41 | -95.99
69214 | STANDARD | JOHNSTOWN | NE | PRIMARY | 42.57 | -100.05
68955 | STANDARD | JUNIATA | NE | PRIMARY | 40.58 | -98.5
68845 | STANDARD | KEARNEY | NE | PRIMARY | 40.7 | -99.08
68847 | STANDARD | KEARNEY | NE | PRIMARY | 40.7 | -99.08
68848 | PO BOX | KEARNEY | NE | PRIMARY | 40.7 | -99.08
68849 | UNIQUE | KEARNEY | NE | PRIMARY | 40.7 | -99.08
68956 | STANDARD | KENESAW | NE | PRIMARY | 40.61 | -98.65
68034 | STANDARD | KENNARD | NE | PRIMARY | 41.47 | -96.2
69144 | STANDARD | KEYSTONE | NE | PRIMARY | 41.22 | -101.59
69216 | STANDARD | KILGORE | NE | PRIMARY | 42.93 | -100.95
69145 | STANDARD | KIMBALL | NE | PRIMARY | 41.23 | -103.65
69351 | STANDARD | LAKESIDE | NE | PRIMARY | 42.06 | -102.46
68745 | STANDARD | LAUREL | NE | PRIMARY | 42.42 | -97.09
68957 | STANDARD | LAWRENCE | NE | PRIMARY | 40.29 | -98.25
68643 | STANDARD | LEIGH | NE | PRIMARY | 41.7 | -97.23
69146 | STANDARD | LEMOYNE | NE | PRIMARY | 41.28 | -101.8
69147 | STANDARD | LEWELLEN | NE | PRIMARY | 41.33 | -102.14
68850 | STANDARD | LEXINGTON | NE | PRIMARY | 40.77 | -99.74
68501 | PO BOX | LINCOLN | NE | PRIMARY | 40.81 | -96.68
68502 | STANDARD | LINCOLN | NE | PRIMARY | 40.81 | -96.68
68503 | STANDARD | LINCOLN | NE | PRIMARY | 40.81 | -96.68
68504 | STANDARD | LINCOLN | NE | PRIMARY | 40.81 | -96.68
68505 | STANDARD | LINCOLN | NE | PRIMARY | 40.81 | -96.68
68506 | STANDARD | LINCOLN | NE | PRIMARY | 40.81 | -96.68
68507 | STANDARD | LINCOLN | NE | PRIMARY | 40.81 | -96.68
68508 | STANDARD | LINCOLN | NE | PRIMARY | 40.81 | -96.68
68509 | PO BOX | LINCOLN | NE | PRIMARY | 40.81 | -96.68
68510 | STANDARD | LINCOLN | NE | PRIMARY | 40.81 | -96.68
68512 | STANDARD | LINCOLN | NE | PRIMARY | 40.81 | -96.68
68514 | STANDARD | LINCOLN | NE | PRIMARY | 40.81 | -96.68
68516 | STANDARD | LINCOLN | NE | PRIMARY | 40.81 | -96.68
68517 | STANDARD | LINCOLN | NE | PRIMARY | 40.81 | -96.68
68520 | STANDARD | LINCOLN | NE | PRIMARY | 40.81 | -96.68
68521 | STANDARD | LINCOLN | NE | PRIMARY | 40.81 | -96.68
68522 | STANDARD | LINCOLN | NE | PRIMARY | 40.81 | -96.68
68523 | STANDARD | LINCOLN | NE | PRIMARY | 40.81 | -96.68
68524 | STANDARD | LINCOLN | NE | PRIMARY | 40.81 | -96.68
68526 | STANDARD | LINCOLN | NE | PRIMARY | 40.81 | -96.68
68527 | STANDARD | LINCOLN | NE | PRIMARY | 40.81 | -96.68
68528 | STANDARD | LINCOLN | NE | PRIMARY | 40.81 | -96.68
68529 | PO BOX | LINCOLN | NE | PRIMARY | 40.81 | -96.68
68531 | STANDARD | LINCOLN | NE | PRIMARY | 40.81 | -96.68
68532 | STANDARD | LINCOLN | NE | PRIMARY | 40.81 | -96.68
68542 | PO BOX | LINCOLN | NE | PRIMARY | 40.81 | -96.68
68583 | PO BOX | LINCOLN | NE | PRIMARY | 40.81 | -96.68
68588 | PO BOX | LINCOLN | NE | PRIMARY | 40.81 | -96.68
68644 | STANDARD | LINDSAY | NE | PRIMARY | 41.7 | -97.69
69148 | STANDARD | LISCO | NE | PRIMARY | 41.5 | -102.62
68852 | STANDARD | LITCHFIELD | NE | PRIMARY | 41.15 | -99.15
69149 | STANDARD | LODGEPOLE | NE | PRIMARY | 41.14 | -102.63
69217 | STANDARD | LONG PINE | NE | PRIMARY | 42.53 | -99.7
68958 | STANDARD | LOOMIS | NE | PRIMARY | 40.47 | -99.5
68037 | STANDARD | LOUISVILLE | NE | PRIMARY | 40.99 | -96.16
68853 | STANDARD | LOUP CITY | NE | PRIMARY | 41.27 | -98.96
69352 | STANDARD | LYMAN | NE | PRIMARY | 41.91 | -104.03
68746 | STANDARD | LYNCH | NE | PRIMARY | 42.83 | -98.46
68038 | STANDARD | LYONS | NE | PRIMARY | 41.93 | -96.47
69001 | STANDARD | MC COOK | NE | PRIMARY | 40.2 | -100.62
68401 | STANDARD | MC COOL JUNCTION | NE | PRIMARY | 40.74 | -97.59
68039 | STANDARD | MACY | NE | PRIMARY | 42.11 | -96.36
68748 | STANDARD | MADISON | NE | PRIMARY | 41.82 | -97.45
69150 | STANDARD | MADRID | NE | PRIMARY | 40.84 | -101.54
68749 | PO BOX | MAGNET | NE | PRIMARY | 42.45 | -97.46
68402 | STANDARD | MALCOLM | NE | PRIMARY | 40.9 | -96.86
68040 | STANDARD | MALMO | NE | PRIMARY | 41.26 | -96.72
68403 | PO BOX | MANLEY | NE | PRIMARY | 40.91 | -96.16
68854 | STANDARD | MARQUETTE | NE | PRIMARY | 41 | -98
68404 | STANDARD | MARTELL | NE | PRIMARY | 40.65 | -96.74
68855 | STANDARD | MASON CITY | NE | PRIMARY | 41.22 | -99.29
69037 | STANDARD | MAX | NE | PRIMARY | 40.11 | -101.4
69151 | STANDARD | MAXWELL | NE | PRIMARY | 41.07 | -100.52
69038 | STANDARD | MAYWOOD | NE | PRIMARY | 40.65 | -100.62
68041 | STANDARD | MEAD | NE | PRIMARY | 41.22 | -96.48
68752 | STANDARD | MEADOW GROVE | NE | PRIMARY | 42.02 | -97.73
69355 | PO BOX | MELBETA | NE | PRIMARY | 41.78 | -103.51
68856 | STANDARD | MERNA | NE | PRIMARY | 41.48 | -99.76
69218 | STANDARD | MERRIMAN | NE | PRIMARY | 42.92 | -101.7
68405 | STANDARD | MILFORD | NE | PRIMARY | 40.77 | -97.05
68858 | STANDARD | MILLER | NE | PRIMARY | 40.92 | -99.39
68406 | STANDARD | MILLIGAN | NE | PRIMARY | 40.49 | -97.38
69356 | STANDARD | MINATARE | NE | PRIMARY | 41.81 | -103.5
68959 | STANDARD | MINDEN | NE | PRIMARY | 40.5 | -98.95
69357 | STANDARD | MITCHELL | NE | PRIMARY | 41.94 | -103.8
68647 | STANDARD | MONROE | NE | PRIMARY | 41.47 | -97.6
69039 | STANDARD | MOOREFIELD | NE | PRIMARY | 40.68 | -100.4
69358 | STANDARD | MORRILL | NE | PRIMARY | 41.96 | -103.92
68648 | STANDARD | MORSE BLUFF | NE | PRIMARY | 41.43 | -96.76
69152 | STANDARD | MULLEN | NE | PRIMARY | 42.04 | -101.04
68407 | STANDARD | MURDOCK | NE | PRIMARY | 40.92 | -96.28
68409 | STANDARD | MURRAY | NE | PRIMARY | 40.91 | -95.92
68755 | STANDARD | NAPER | NE | PRIMARY | 42.96 | -99.09
68960 | STANDARD | NAPONEE | NE | PRIMARY | 40.07 | -99.13
68410 | STANDARD | NEBRASKA CITY | NE | PRIMARY | 40.67 | -95.86
68413 | STANDARD | NEHAWKA | NE | PRIMARY | 40.82 | -95.98
68756 | STANDARD | NELIGH | NE | PRIMARY | 42.13 | -98.02
68961 | STANDARD | NELSON | NE | PRIMARY | 40.2 | -98.06
68964 | STANDARD | OAK | NE | PRIMARY | 40.23 | -97.9
68414 | STANDARD | NEMAHA | NE | PRIMARY | 40.33 | -95.67
68751 | STANDARD | MASKELL | NE | PRIMARY | 42.69 | -96.98
68757 | STANDARD | NEWCASTLE | NE | PRIMARY | 42.65 | -96.87
68758 | STANDARD | NEWMAN GROVE | NE | PRIMARY | 41.74 | -97.77
68759 | STANDARD | NEWPORT | NE | PRIMARY | 42.6 | -99.32
68044 | STANDARD | NICKERSON | NE | PRIMARY | 41.53 | -96.47
68760 | STANDARD | NIOBRARA | NE | PRIMARY | 42.75 | -98.03
68701 | STANDARD | NORFOLK | NE | PRIMARY | 42.03 | -97.41
68702 | PO BOX | NORFOLK | NE | PRIMARY | 42.03 | -97.41
68738 | PO BOX | HADAR | NE | PRIMARY | 42.1 | -97.45
68621 | STANDARD | AMES | NE | PRIMARY | 41.45 | -96.63
68649 | STANDARD | NORTH BEND | NE | PRIMARY | 41.46 | -96.78
68659 | STANDARD | ROGERS | NE | PRIMARY | 41.46 | -96.91
68859 | STANDARD | NORTH LOUP | NE | PRIMARY | 41.49 | -98.77
69101 | STANDARD | NORTH PLATTE | NE | PRIMARY | 41.13 | -100.77
69103 | PO BOX | NORTH PLATTE | NE | PRIMARY | 41.13 | -100.77
68761 | STANDARD | OAKDALE | NE | PRIMARY | 42.07 | -97.96
68045 | STANDARD | OAKLAND | NE | PRIMARY | 41.83 | -96.46
68860 | STANDARD | OCONTO | NE | PRIMARY | 41.14 | -99.76
68415 | STANDARD | ODELL | NE | PRIMARY | 40.05 | -96.8
69153 | STANDARD | OGALLALA | NE | PRIMARY | 41.13 | -101.72
68416 | STANDARD | OHIOWA | NE | PRIMARY | 40.41 | -97.45
68046 | STANDARD | PAPILLION | NE | PRIMARY | 41.15 | -96.04
68056 | STANDARD | ST COLUMBANS | NE | PRIMARY | 41.09 | -96.05
68101 | PO BOX | OMAHA | NE | PRIMARY | 41.26 | -96.01
68102 | STANDARD | OMAHA | NE | PRIMARY | 41.26 | -96.01
68103 | PO BOX | OMAHA | NE | PRIMARY | 41.26 | -96.01
68104 | STANDARD | OMAHA | NE | PRIMARY | 41.26 | -96.01
68105 | STANDARD | OMAHA | NE | PRIMARY | 41.26 | -96.01
68106 | STANDARD | OMAHA | NE | PRIMARY | 41.26 | -96.01
68107 | STANDARD | OMAHA | NE | PRIMARY | 41.26 | -96.01
68108 | STANDARD | OMAHA | NE | PRIMARY | 41.26 | -96.01
68109 | PO BOX | OMAHA | NE | PRIMARY | 41.26 | -96.01
68110 | STANDARD | OMAHA | NE | PRIMARY | 41.26 | -96.01
68111 | STANDARD | OMAHA | NE | PRIMARY | 41.26 | -96.01
68112 | STANDARD | OMAHA | NE | PRIMARY | 41.26 | -96.01
68113 | STANDARD | OFFUTT A F B | NE | PRIMARY | 41.11 | -95.9
68114 | STANDARD | OMAHA | NE | PRIMARY | 41.26 | -96.01
68116 | STANDARD | OMAHA | NE | PRIMARY | 41.26 | -96.01
68117 | STANDARD | OMAHA | NE | PRIMARY | 41.26 | -96.01
68118 | STANDARD | OMAHA | NE | PRIMARY | 41.26 | -96.01
68119 | PO BOX | OMAHA | NE | PRIMARY | 41.26 | -96.01
68120 | PO BOX | OMAHA | NE | PRIMARY | 41.26 | -96.01
68122 | STANDARD | OMAHA | NE | PRIMARY | 41.26 | -96.01
68124 | STANDARD | OMAHA | NE | PRIMARY | 41.26 | -96.01
68127 | STANDARD | OMAHA | NE | PRIMARY | 41.26 | -96.01
68128 | STANDARD | LA VISTA | NE | PRIMARY | 41.18 | -96.03
68130 | STANDARD | OMAHA | NE | PRIMARY | 41.26 | -96.01
68131 | STANDARD | OMAHA | NE | PRIMARY | 41.26 | -96.01
68132 | STANDARD | OMAHA | NE | PRIMARY | 41.26 | -96.01
68133 | STANDARD | PAPILLION | NE | PRIMARY | 41.15 | -96.04
68134 | STANDARD | OMAHA | NE | PRIMARY | 41.26 | -96.01
68135 | STANDARD | OMAHA | NE | PRIMARY | 41.26 | -96.01
68136 | STANDARD | OMAHA | NE | PRIMARY | 41.26 | -96.01
68137 | STANDARD | OMAHA | NE | PRIMARY | 41.26 | -96.01
68138 | STANDARD | OMAHA | NE | PRIMARY | 41.26 | -96.01
68139 | PO BOX | OMAHA | NE | PRIMARY | 41.26 | -96.01
68142 | STANDARD | OMAHA | NE | PRIMARY | 41.26 | -96.01
68144 | STANDARD | OMAHA | NE | PRIMARY | 41.26 | -96.01
68145 | PO BOX | OMAHA | NE | PRIMARY | 41.26 | -96.01
68152 | STANDARD | OMAHA | NE | PRIMARY | 41.26 | -96.01
68154 | STANDARD | OMAHA | NE | PRIMARY | 41.26 | -96.01
68155 | PO BOX | OMAHA | NE | PRIMARY | 41.26 | -96.01
68157 | STANDARD | OMAHA | NE | PRIMARY | 41.26 | -96.01
68164 | STANDARD | OMAHA | NE | PRIMARY | 41.26 | -96.01
68172 | UNIQUE | OMAHA | NE | PRIMARY | 41.26 | -96.01
68175 | UNIQUE | OMAHA | NE | PRIMARY | 41.26 | -96.01
68176 | UNIQUE | OMAHA | NE | PRIMARY | 41.26 | -96.01
68178 | UNIQUE | OMAHA | NE | PRIMARY | 41.26 | -96.01
68179 | UNIQUE | OMAHA | NE | PRIMARY | 41.26 | -96.01
68180 | UNIQUE | OMAHA | NE | PRIMARY | 41.26 | -96.01
68182 | STANDARD | OMAHA | NE | PRIMARY | 41.26 | -96.01
68183 | UNIQUE | OMAHA | NE | PRIMARY | 41.26 | -96.01
68197 | UNIQUE | OMAHA | NE | PRIMARY | 41.26 | -95.93
68198 | UNIQUE | OMAHA | NE | PRIMARY | 41.26 | -96.01
68763 | STANDARD | ONEILL | NE | PRIMARY | 42.46 | -98.64
68764 | STANDARD | ORCHARD | NE | PRIMARY | 42.33 | -98.24
68862 | STANDARD | ORD | NE | PRIMARY | 41.6 | -98.92
68966 | STANDARD | ORLEANS | NE | PRIMARY | 40.13 | -99.45
68651 | STANDARD | OSCEOLA | NE | PRIMARY | 41.17 | -97.54
69154 | STANDARD | OSHKOSH | NE | PRIMARY | 41.4 | -102.34
69190 | UNIQUE | OSHKOSH | NE | PRIMARY | 41.4 | -102.34
68747 | STANDARD | MCLEAN | NE | PRIMARY | 42.38 | -97.46
68765 | STANDARD | OSMOND | NE | PRIMARY | 42.35 | -97.59
68417 | STANDARD | OTOE | NE | PRIMARY | 40.72 | -96.12
68834 | STANDARD | EDDYVILLE | NE | PRIMARY | 41.01 | -99.62
68863 | STANDARD | OVERTON | NE | PRIMARY | 40.74 | -99.53
68967 | STANDARD | OXFORD | NE | PRIMARY | 40.25 | -99.63
68766 | STANDARD | PAGE | NE | PRIMARY | 42.39 | -98.41
69040 | STANDARD | PALISADE | NE | PRIMARY | 40.34 | -101.1
68816 | STANDARD | ARCHER | NE | PRIMARY | 41.16 | -98.13
68864 | STANDARD | PALMER | NE | PRIMARY | 41.22 | -98.21
68418 | STANDARD | PALMYRA | NE | PRIMARY | 40.7 | -96.39
68419 | PO BOX | PANAMA | NE | PRIMARY | 40.59 | -96.51
69041 | STANDARD | PARKS | NE | PRIMARY | 40.04 | -101.73
68420 | STANDARD | PAWNEE CITY | NE | PRIMARY | 40.11 | -96.15
68441 | STANDARD | STEINAUER | NE | PRIMARY | 40.2 | -96.23
69155 | STANDARD | PAXTON | NE | PRIMARY | 41.12 | -101.35
68047 | STANDARD | PENDER | NE | PRIMARY | 42.11 | -96.71
68421 | STANDARD | PERU | NE | PRIMARY | 40.47 | -95.73
68652 | STANDARD | PETERSBURG | NE | PRIMARY | 41.85 | -98.07
68865 | STANDARD | PHILLIPS | NE | PRIMARY | 40.89 | -98.21
68422 | STANDARD | PICKRELL | NE | PRIMARY | 40.37 | -96.72
68767 | STANDARD | PIERCE | NE | PRIMARY | 42.19 | -97.52
68768 | STANDARD | PILGER | NE | PRIMARY | 42 | -97.05
68769 | STANDARD | PLAINVIEW | NE | PRIMARY | 42.35 | -97.78
68653 | STANDARD | PLATTE CENTER | NE | PRIMARY | 41.53 | -97.48
68048 | STANDARD | PLATTSMOUTH | NE | PRIMARY | 41 | -95.89
68423 | STANDARD | PLEASANT DALE | NE | PRIMARY | 40.79 | -96.93
68866 | STANDARD | PLEASANTON | NE | PRIMARY | 40.97 | -99.08
68424 | STANDARD | PLYMOUTH | NE | PRIMARY | 40.3 | -96.98
68654 | STANDARD | POLK | NE | PRIMARY | 41.07 | -97.78
68770 | STANDARD | PONCA | NE | PRIMARY | 42.56 | -96.7
69156 | STANDARD | POTTER | NE | PRIMARY | 41.21 | -103.31
68050 | STANDARD | PRAGUE | NE | PRIMARY | 41.3 | -96.8
69135 | STANDARD | ELSMERE | NE | PRIMARY | 42.16 | -100.18
69157 | STANDARD | PURDUM | NE | PRIMARY | 42.07 | -100.26
68771 | STANDARD | RANDOLPH | NE | PRIMARY | 42.37 | -97.35
68844 | STANDARD | HAZARD | NE | PRIMARY | 41.09 | -99.07
68869 | STANDARD | RAVENNA | NE | PRIMARY | 41.02 | -98.91
68428 | STANDARD | RAYMOND | NE | PRIMARY | 40.95 | -96.78
68970 | STANDARD | RED CLOUD | NE | PRIMARY | 40.08 | -98.52
68971 | STANDARD | REPUBLICAN CITY | NE | PRIMARY | 40.1 | -99.22
68658 | STANDARD | RISING CITY | NE | PRIMARY | 41.19 | -97.29
68870 | STANDARD | RIVERDALE | NE | PRIMARY | 40.78 | -99.16
68952 | STANDARD | INAVALE | NE | PRIMARY | 40.09 | -98.63
68972 | STANDARD | RIVERTON | NE | PRIMARY | 40.08 | -98.75
68430 | STANDARD | ROCA | NE | PRIMARY | 40.65 | -96.66
68871 | STANDARD | ROCKVILLE | NE | PRIMARY | 41.11 | -98.83
68055 | STANDARD | ROSALIE | NE | PRIMARY | 42.05 | -96.51
68973 | STANDARD | ROSELAND | NE | PRIMARY | 40.47 | -98.55
68773 | STANDARD | ROYAL | NE | PRIMARY | 42.33 | -98.12
68431 | STANDARD | RULO | NE | PRIMARY | 40.05 | -95.43
69360 | STANDARD | RUSHVILLE | NE | PRIMARY | 42.71 | -102.46
69365 | PO BOX | WHITECLAY | NE | PRIMARY | 42.95 | -102.59
68974 | STANDARD | RUSKIN | NE | PRIMARY | 40.14 | -97.86
68660 | STANDARD | SAINT EDWARD | NE | PRIMARY | 41.57 | -97.86
68774 | STANDARD | SAINT HELENA | NE | PRIMARY | 42.8 | -97.24
68872 | STANDARD | SAINT LIBORY | NE | PRIMARY | 41.09 | -98.36
68873 | STANDARD | SAINT PAUL | NE | PRIMARY | 41.21 | -98.45
68874 | STANDARD | SARGENT | NE | PRIMARY | 41.64 | -99.37
68661 | STANDARD | SCHUYLER | NE | PRIMARY | 41.44 | -97.05
68875 | STANDARD | SCOTIA | NE | PRIMARY | 41.46 | -98.7
69361 | STANDARD | SCOTTSBLUFF | NE | PRIMARY | 41.86 | -103.66
69363 | PO BOX | SCOTTSBLUFF | NE | PRIMARY | 41.86 | -103.66
68057 | STANDARD | SCRIBNER | NE | PRIMARY | 41.66 | -96.66
69161 | STANDARD | SENECA | NE | PRIMARY | 42.04 | -100.83
68434 | STANDARD | SEWARD | NE | PRIMARY | 40.91 | -97.09
68662 | STANDARD | SHELBY | NE | PRIMARY | 41.19 | -97.42
68876 | STANDARD | SHELTON | NE | PRIMARY | 40.77 | -98.73
68436 | STANDARD | SHICKLEY | NE | PRIMARY | 40.41 | -97.72
68452 | STANDARD | ONG | NE | PRIMARY | 40.39 | -97.83
68437 | STANDARD | SHUBERT | NE | PRIMARY | 40.23 | -95.68
69160 | UNIQUE | SIDNEY | NE | PRIMARY | 41.13 | -102.97
69162 | STANDARD | SIDNEY | NE | PRIMARY | 41.13 | -102.97
68663 | STANDARD | SILVER CREEK | NE | PRIMARY | 41.33 | -97.66
68664 | PO BOX | SNYDER | NE | PRIMARY | 41.7 | -96.78
68058 | PO BOX | SOUTH BEND | NE | PRIMARY | 41 | -96.24
68776 | STANDARD | SOUTH SIOUX CITY | NE | PRIMARY | 42.46 | -96.41
68665 | STANDARD | SPALDING | NE | PRIMARY | 41.68 | -98.36
68777 | STANDARD | SPENCER | NE | PRIMARY | 42.87 | -98.7
68438 | PO BOX | SPRAGUE | NE | PRIMARY | 40.62 | -96.74
68059 | STANDARD | SPRINGFIELD | NE | PRIMARY | 41.08 | -96.13
68753 | STANDARD | MILLS | NE | PRIMARY | 42.94 | -99.4
68778 | STANDARD | SPRINGVIEW | NE | PRIMARY | 42.82 | -99.74
68977 | STANDARD | STAMFORD | NE | PRIMARY | 40.13 | -99.59
68779 | STANDARD | STANTON | NE | PRIMARY | 41.94 | -97.22
68439 | STANDARD | STAPLEHURST | NE | PRIMARY | 40.97 | -97.17
69163 | STANDARD | STAPLETON | NE | PRIMARY | 41.47 | -100.51
68442 | STANDARD | STELLA | NE | PRIMARY | 40.23 | -95.77
68324 | STANDARD | BURR | NE | PRIMARY | 40.53 | -96.29
68443 | STANDARD | STERLING | NE | PRIMARY | 40.46 | -96.37
69042 | STANDARD | STOCKVILLE | NE | PRIMARY | 40.53 | -100.38
69043 | STANDARD | STRATTON | NE | PRIMARY | 40.15 | -101.22
68666 | STANDARD | STROMSBURG | NE | PRIMARY | 41.11 | -97.59
68780 | STANDARD | STUART | NE | PRIMARY | 42.6 | -99.14
68878 | STANDARD | SUMNER | NE | PRIMARY | 40.94 | -99.5
68978 | STANDARD | SUPERIOR | NE | PRIMARY | 40.02 | -98.06
69165 | STANDARD | SUTHERLAND | NE | PRIMARY | 41.15 | -101.12
68975 | STANDARD | SARONVILLE | NE | PRIMARY | 40.6 | -97.93
68979 | STANDARD | SUTTON | NE | PRIMARY | 40.6 | -97.85
68445 | STANDARD | SWANTON | NE | PRIMARY | 40.37 | -97.07
68446 | STANDARD | SYRACUSE | NE | PRIMARY | 40.66 | -96.18
68447 | STANDARD | TABLE ROCK | NE | PRIMARY | 40.17 | -96.08
68320 | STANDARD | BROCK | NE | PRIMARY | 40.48 | -95.95
68448 | STANDARD | TALMAGE | NE | PRIMARY | 40.53 | -96.02
68879 | STANDARD | TAYLOR | NE | PRIMARY | 41.76 | -99.38
68450 | STANDARD | TECUMSEH | NE | PRIMARY | 40.37 | -96.18
68061 | STANDARD | TEKAMAH | NE | PRIMARY | 41.77 | -96.22
69166 | STANDARD | THEDFORD | NE | PRIMARY | 41.97 | -100.57
68062 | STANDARD | THURSTON | NE | PRIMARY | 42.17 | -96.69
68781 | STANDARD | TILDEN | NE | PRIMARY | 42.04 | -97.83
68453 | STANDARD | TOBIAS | NE | PRIMARY | 40.41 | -97.33
69044 | STANDARD | TRENTON | NE | PRIMARY | 40.17 | -101.01
68980 | STANDARD | TRUMBULL | NE | PRIMARY | 40.68 | -98.27
69167 | STANDARD | TRYON | NE | PRIMARY | 41.55 | -100.94
68063 | PO BOX | UEHLING | NE | PRIMARY | 41.73 | -96.5
68667 | STANDARD | SURPRISE | NE | PRIMARY | 41.1 | -97.3
68669 | STANDARD | ULYSSES | NE | PRIMARY | 41.07 | -97.2
68454 | STANDARD | UNADILLA | NE | PRIMARY | 40.68 | -96.27
68455 | STANDARD | UNION | NE | PRIMARY | 40.81 | -95.92
68981 | STANDARD | UPLAND | NE | PRIMARY | 40.31 | -98.9
68456 | STANDARD | UTICA | NE | PRIMARY | 40.89 | -97.34
69201 | STANDARD | VALENTINE | NE | PRIMARY | 42.87 | -100.55
69220 | STANDARD | SPARKS | NE | PRIMARY | 42.93 | -100.26
68064 | STANDARD | VALLEY | NE | PRIMARY | 41.31 | -96.34
68065 | STANDARD | VALPARAISO | NE | PRIMARY | 41.07 | -96.83
69168 | STANDARD | VENANGO | NE | PRIMARY | 40.76 | -102.04
68783 | STANDARD | VERDIGRE | NE | PRIMARY | 42.59 | -98.03
68457 | STANDARD | VERDON | NE | PRIMARY | 40.14 | -95.71
68460 | STANDARD | WACO | NE | PRIMARY | 40.89 | -97.46
68066 | STANDARD | WAHOO | NE | PRIMARY | 41.21 | -96.62
68784 | STANDARD | WAKEFIELD | NE | PRIMARY | 42.26 | -96.86
69169 | STANDARD | WALLACE | NE | PRIMARY | 40.83 | -101.16
68067 | STANDARD | WALTHILL | NE | PRIMARY | 42.14 | -96.49
68461 | STANDARD | WALTON | NE | PRIMARY | 40.74 | -96.51
68785 | STANDARD | WATERBURY | NE | PRIMARY | 42.45 | -96.73
68069 | STANDARD | WATERLOO | NE | PRIMARY | 41.28 | -96.28
69045 | STANDARD | WAUNETA | NE | PRIMARY | 40.41 | -101.37
68786 | STANDARD | WAUSA | NE | PRIMARY | 42.49 | -97.53
68462 | STANDARD | WAVERLY | NE | PRIMARY | 40.91 | -96.53
68787 | STANDARD | WAYNE | NE | PRIMARY | 42.23 | -97.01
68463 | STANDARD | WEEPING WATER | NE | PRIMARY | 40.86 | -96.13
69132 | STANDARD | DICKENS | NE | PRIMARY | 40.82 | -100.99
69170 | STANDARD | WELLFLEET | NE | PRIMARY | 40.75 | -100.73
68464 | STANDARD | WESTERN | NE | PRIMARY | 40.39 | -97.19
68070 | STANDARD | WESTON | NE | PRIMARY | 41.19 | -96.74
68788 | STANDARD | WEST POINT | NE | PRIMARY | 41.83 | -96.7
69366 | STANDARD | WHITMAN | NE | PRIMARY | 42.04 | -101.53
68465 | STANDARD | WILBER | NE | PRIMARY | 40.48 | -96.96
68982 | STANDARD | WILCOX | NE | PRIMARY | 40.36 | -99.16
69036 | STANDARD | LEBANON | NE | PRIMARY | 40.04 | -100.27
69046 | STANDARD | WILSONVILLE | NE | PRIMARY | 40.11 | -100.1
68071 | STANDARD | WINNEBAGO | NE | PRIMARY | 42.23 | -96.47
68790 | STANDARD | WINSIDE | NE | PRIMARY | 42.17 | -97.17
68072 | PO BOX | WINSLOW | NE | PRIMARY | 41.6 | -96.5
68791 | STANDARD | WISNER | NE | PRIMARY | 41.98 | -96.91
68882 | STANDARD | WOLBACH | NE | PRIMARY | 41.4 | -98.39
69221 | STANDARD | WOOD LAKE | NE | PRIMARY | 42.63 | -100.23
68883 | STANDARD | WOOD RIVER | NE | PRIMARY | 40.82 | -98.59
68309 | STANDARD | BARNESTON | NE | PRIMARY | 40.04 | -96.57
68466 | STANDARD | WYMORE | NE | PRIMARY | 40.12 | -96.66
68792 | STANDARD | WYNOT | NE | PRIMARY | 42.73 | -97.16
68467 | STANDARD | YORK | NE | PRIMARY | 40.87 | -97.59
68073 | STANDARD | YUTAN | NE | PRIMARY | 41.24 | -96.39
80101 | STANDARD | AGATE | CO | PRIMARY | 39.47 | -103.95
81020 | STANDARD | AGUILAR | CO | PRIMARY | 37.4 | -104.65
80720 | STANDARD | AKRON | CO | PRIMARY | 40.16 | -103.21
81101 | STANDARD | ALAMOSA | CO | PRIMARY | 37.46 | -105.87
81102 | UNIQUE | ALAMOSA | CO | PRIMARY | 37.46 | -105.87
80510 | STANDARD | ALLENSPARK | CO | PRIMARY | 40.2 | -105.52
80420 | PO BOX | ALMA | CO | PRIMARY | 39.28 | -106.06
81210 | STANDARD | ALMONT | CO | PRIMARY | 38.67 | -106.83
80721 | STANDARD | AMHERST | CO | PRIMARY | 40.68 | -102.17
80801 | STANDARD | ANTON | CO | PRIMARY | 39.75 | -103.22
81120 | STANDARD | ANTONITO | CO | PRIMARY | 37.07 | -106.01
80802 | STANDARD | ARAPAHOE | CO | PRIMARY | 38.85 | -102.17
81121 | PO BOX | ARBOLES | CO | PRIMARY | 37.02 | -107.4
81021 | STANDARD | ARLINGTON | CO | PRIMARY | 38.33 | -103.33
80804 | STANDARD | ARRIBA | CO | PRIMARY | 39.28 | -103.27
80001 | PO BOX | ARVADA | CO | PRIMARY | 39.82 | -105.1
80002 | STANDARD | ARVADA | CO | PRIMARY | 39.82 | -105.1
80003 | STANDARD | ARVADA | CO | PRIMARY | 39.82 | -105.1
80004 | STANDARD | ARVADA | CO | PRIMARY | 39.82 | -105.1
80005 | STANDARD | ARVADA | CO | PRIMARY | 39.82 | -105.1
80006 | PO BOX | ARVADA | CO | PRIMARY | 39.82 | -105.1
80007 | STANDARD | ARVADA | CO | PRIMARY | 39.82 | -105.1
81611 | STANDARD | ASPEN | CO | PRIMARY | 39.19 | -106.82
81612 | PO BOX | ASPEN | CO | PRIMARY | 39.19 | -106.82
81615 | PO BOX | SNOWMASS VILLAGE | CO | PRIMARY | 39.19 | -106.93
80722 | STANDARD | ATWOOD | CO | PRIMARY | 40.55 | -103.27
80610 | STANDARD | AULT | CO | PRIMARY | 40.58 | -104.73
80010 | STANDARD | AURORA | CO | PRIMARY | 39.69 | -104.81
80011 | STANDARD | AURORA | CO | PRIMARY | 39.69 | -104.81
80012 | STANDARD | AURORA | CO | PRIMARY | 39.69 | -104.81
80013 | STANDARD | AURORA | CO | PRIMARY | 39.69 | -104.81
80014 | STANDARD | AURORA | CO | PRIMARY | 39.69 | -104.81
80015 | STANDARD | AURORA | CO | PRIMARY | 39.69 | -104.81
80016 | STANDARD | AURORA | CO | PRIMARY | 39.69 | -104.81
80017 | STANDARD | AURORA | CO | PRIMARY | 39.69 | -104.81
80018 | STANDARD | AURORA | CO | PRIMARY | 39.69 | -104.81
80019 | STANDARD | AURORA | CO | PRIMARY | 39.69 | -104.81
80040 | PO BOX | AURORA | CO | PRIMARY | 39.69 | -104.81
80041 | PO BOX | AURORA | CO | PRIMARY | 39.69 | -104.81
80042 | PO BOX | AURORA | CO | PRIMARY | 39.69 | -104.81
80044 | PO BOX | AURORA | CO | PRIMARY | 39.69 | -104.81
80045 | STANDARD | AURORA | CO | PRIMARY | 39.69 | -104.81
80046 | PO BOX | AURORA | CO | PRIMARY | 39.69 | -104.81
80047 | STANDARD | AURORA | CO | PRIMARY | 39.69 | -104.81
81410 | STANDARD | AUSTIN | CO | PRIMARY | 38.78 | -107.93
81620 | PO BOX | AVON | CO | PRIMARY | 39.65 | -106.53
81022 | STANDARD | AVONDALE | CO | PRIMARY | 38.23 | -104.35
80421 | STANDARD | BAILEY | CO | PRIMARY | 39.4 | -105.47
81621 | STANDARD | BASALT | CO | PRIMARY | 39.36 | -107.02
81122 | STANDARD | BAYFIELD | CO | PRIMARY | 37.23 | -107.59
81411 | STANDARD | BEDROCK | CO | PRIMARY | 38.32 | -108.88
80512 | STANDARD | BELLVUE | CO | PRIMARY | 40.63 | -105.17
80102 | STANDARD | BENNETT | CO | PRIMARY | 39.75 | -104.42
80513 | STANDARD | BERTHOUD | CO | PRIMARY | 40.3 | -105.08
80805 | STANDARD | BETHUNE | CO | PRIMARY | 39.3 | -102.42
81023 | STANDARD | BEULAH | CO | PRIMARY | 38.08 | -104.98
80422 | STANDARD | BLACK HAWK | CO | PRIMARY | 39.8 | -105.49
81123 | STANDARD | BLANCA | CO | PRIMARY | 37.43 | -105.51
81024 | PO BOX | BONCARBO | CO | PRIMARY | 37.22 | -104.7
80423 | STANDARD | BOND | CO | PRIMARY | 39.87 | -106.7
81025 | STANDARD | BOONE | CO | PRIMARY | 38.25 | -104.25
80301 | STANDARD | BOULDER | CO | PRIMARY | 40.02 | -105.25
80302 | STANDARD | BOULDER | CO | PRIMARY | 40.02 | -105.25
80303 | STANDARD | BOULDER | CO | PRIMARY | 40.02 | -105.25
80304 | STANDARD | BOULDER | CO | PRIMARY | 40.02 | -105.25
80305 | STANDARD | BOULDER | CO | PRIMARY | 40.02 | -105.25
80306 | PO BOX | BOULDER | CO | PRIMARY | 40.02 | -105.25
80307 | PO BOX | BOULDER | CO | PRIMARY | 40.02 | -105.25
80308 | PO BOX | BOULDER | CO | PRIMARY | 40.02 | -105.25
80309 | UNIQUE | BOULDER | CO | PRIMARY | 40.02 | -105.25
80310 | UNIQUE | BOULDER | CO | PRIMARY | 40.02 | -105.25
80314 | UNIQUE | BOULDER | CO | PRIMARY | 40.02 | -105.25
80321 | UNIQUE | BOULDER | CO | PRIMARY | 40.02 | -105.25
80322 | UNIQUE | BOULDER | CO | PRIMARY | 40.02 | -105.25
80323 | UNIQUE | BOULDER | CO | PRIMARY | 40.02 | -105.25
80328 | UNIQUE | BOULDER | CO | PRIMARY | 40.02 | -105.25
80329 | UNIQUE | BOULDER | CO | PRIMARY | 40.02 | -105.25
81027 | STANDARD | BRANSON | CO | PRIMARY | 37.01 | -103.87
80424 | STANDARD | BRECKENRIDGE | CO | PRIMARY | 39.5 | -106.04
80611 | STANDARD | BRIGGSDALE | CO | PRIMARY | 40.63 | -104.32
80601 | STANDARD | BRIGHTON | CO | PRIMARY | 39.95 | -104.79
80602 | STANDARD | BRIGHTON | CO | PRIMARY | 39.95 | -104.9
80603 | STANDARD | BRIGHTON | CO | PRIMARY | 39.97 | -104.74
80020 | STANDARD | BROOMFIELD | CO | PRIMARY | 39.94 | -105.06
80021 | STANDARD | BROOMFIELD | CO | PRIMARY | 39.94 | -105.06
80023 | STANDARD | BROOMFIELD | CO | PRIMARY | 39.96 | -105.02
80038 | PO BOX | BROOMFIELD | CO | PRIMARY | 39.94 | -105.06
80723 | STANDARD | BRUSH | CO | PRIMARY | 40.25 | -103.63
81211 | STANDARD | BUENA VISTA | CO | PRIMARY | 38.83 | -106.14
81228 | STANDARD | GRANITE | CO | PRIMARY | 39.05 | -106.27
81251 | STANDARD | TWIN LAKES | CO | PRIMARY | 39.1 | -106.47
80807 | STANDARD | BURLINGTON | CO | PRIMARY | 39.3 | -102.27
80426 | PO BOX | BURNS | CO | PRIMARY | 39.87 | -106.88
80103 | STANDARD | BYERS | CO | PRIMARY | 39.71 | -104.22
81320 | STANDARD | CAHONE | CO | PRIMARY | 37.65 | -108.82
80808 | STANDARD | CALHAN | CO | PRIMARY | 39.03 | -104.29
81029 | STANDARD | CAMPO | CO | PRIMARY | 37.1 | -102.57
81212 | STANDARD | CANON CITY | CO | PRIMARY | 38.44 | -105.23
81215 | PO BOX | CANON CITY | CO | PRIMARY | 38.44 | -105.23
81124 | PO BOX | CAPULIN | CO | PRIMARY | 37.28 | -106.12
81623 | STANDARD | CARBONDALE | CO | PRIMARY | 39.39 | -107.21
80612 | STANDARD | CARR | CO | PRIMARY | 40.9 | -104.87
80809 | STANDARD | CASCADE | CO | PRIMARY | 38.9 | -104.97
80104 | STANDARD | CASTLE ROCK | CO | PRIMARY | 39.37 | -104.85
80108 | STANDARD | CASTLE ROCK | CO | PRIMARY | 39.37 | -104.85
80109 | STANDARD | CASTLE ROCK | CO | PRIMARY | 39.36 | -104.9
81413 | STANDARD | CEDAREDGE | CO | PRIMARY | 38.89 | -107.92
81125 | STANDARD | CENTER | CO | PRIMARY | 37.75 | -106.11
80427 | PO BOX | CENTRAL CITY | CO | PRIMARY | 39.79 | -105.51
81126 | PO BOX | CHAMA | CO | PRIMARY | 37.17 | -105.38
81030 | PO BOX | CHERAW | CO | PRIMARY | 38.1 | -103.51
80810 | STANDARD | CHEYENNE WELLS | CO | PRIMARY | 38.81 | -102.35
81128 | PO BOX | CHROMO | CO | PRIMARY | 37.03 | -106.83
81220 | STANDARD | CIMARRON | CO | PRIMARY | 38.37 | -107.5
80428 | STANDARD | CLARK | CO | PRIMARY | 40.7 | -106.92
81520 | STANDARD | CLIFTON | CO | PRIMARY | 39.07 | -108.46
81221 | PO BOX | COAL CREEK | CO | PRIMARY | 38.35 | -105.14
81222 | PO BOX | COALDALE | CO | PRIMARY | 38.37 | -105.75
81624 | STANDARD | COLLBRAN | CO | PRIMARY | 39.23 | -107.95
80901 | PO BOX | COLORADO SPRINGS | CO | PRIMARY | 38.86 | -104.76
80902 | STANDARD | COLORADO SPRINGS | CO | PRIMARY | 38.72 | -104.8
80903 | STANDARD | COLORADO SPRINGS | CO | PRIMARY | 38.86 | -104.76
80904 | STANDARD | COLORADO SPRINGS | CO | PRIMARY | 38.86 | -104.76
80905 | STANDARD | COLORADO SPRINGS | CO | PRIMARY | 38.86 | -104.76
80906 | STANDARD | COLORADO SPRINGS | CO | PRIMARY | 38.86 | -104.76
80907 | STANDARD | COLORADO SPRINGS | CO | PRIMARY | 38.86 | -104.76
80908 | STANDARD | COLORADO SPRINGS | CO | PRIMARY | 38.86 | -104.76
80909 | STANDARD | COLORADO SPRINGS | CO | PRIMARY | 38.86 | -104.76
80910 | STANDARD | COLORADO SPRINGS | CO | PRIMARY | 38.86 | -104.76
80911 | STANDARD | COLORADO SPRINGS | CO | PRIMARY | 38.86 | -104.76
80912 | STANDARD | COLORADO SPRINGS | CO | PRIMARY | 38.86 | -104.76
80913 | STANDARD | COLORADO SPRINGS | CO | PRIMARY | 38.86 | -104.76
80914 | PO BOX | COLORADO SPRINGS | CO | PRIMARY | 38.86 | -104.76
80915 | STANDARD | COLORADO SPRINGS | CO | PRIMARY | 38.86 | -104.76
80916 | STANDARD | COLORADO SPRINGS | CO | PRIMARY | 38.86 | -104.76
80917 | STANDARD | COLORADO SPRINGS | CO | PRIMARY | 38.86 | -104.76
80918 | STANDARD | COLORADO SPRINGS | CO | PRIMARY | 38.86 | -104.76
80919 | STANDARD | COLORADO SPRINGS | CO | PRIMARY | 38.86 | -104.76
80920 | STANDARD | COLORADO SPRINGS | CO | PRIMARY | 38.86 | -104.76
80921 | STANDARD | COLORADO SPRINGS | CO | PRIMARY | 38.86 | -104.76
80922 | STANDARD | COLORADO SPRINGS | CO | PRIMARY | 38.86 | -104.76
80923 | STANDARD | COLORADO SPRINGS | CO | PRIMARY | 38.86 | -104.76
80924 | STANDARD | COLORADO SPRINGS | CO | PRIMARY | 38.94 | -104.7
80925 | STANDARD | COLORADO SPRINGS | CO | PRIMARY | 38.86 | -104.76
80926 | STANDARD | COLORADO SPRINGS | CO | PRIMARY | 38.86 | -104.76
80927 | STANDARD | COLORADO SPRINGS | CO | PRIMARY | 38.92 | -104.67
80928 | STANDARD | COLORADO SPRINGS | CO | PRIMARY | 38.86 | -104.76
80929 | STANDARD | COLORADO SPRINGS | CO | PRIMARY | 38.86 | -104.76
80930 | STANDARD | COLORADO SPRINGS | CO | PRIMARY | 38.86 | -104.76
80931 | PO BOX | COLORADO SPRINGS | CO | PRIMARY | 38.86 | -104.76
80932 | PO BOX | COLORADO SPRINGS | CO | PRIMARY | 38.86 | -104.76
80933 | PO BOX | COLORADO SPRINGS | CO | PRIMARY | 38.86 | -104.76
80934 | PO BOX | COLORADO SPRINGS | CO | PRIMARY | 38.86 | -104.76
80935 | PO BOX | COLORADO SPRINGS | CO | PRIMARY | 38.86 | -104.76
80936 | PO BOX | COLORADO SPRINGS | CO | PRIMARY | 38.86 | -104.76
80937 | PO BOX | COLORADO SPRINGS | CO | PRIMARY | 38.86 | -104.76
80938 | STANDARD | COLORADO SPRINGS | CO | PRIMARY | 38.9 | -104.66
80939 | STANDARD | COLORADO SPRINGS | CO | PRIMARY | 38.88 | -104.67
80941 | UNIQUE | COLORADO SPRINGS | CO | PRIMARY | 38.86 | -104.76
80942 | UNIQUE | COLORADO SPRINGS | CO | PRIMARY | 38.86 | -104.76
80943 | UNIQUE | COLORADO SPRINGS | CO | PRIMARY | 38.86 | -104.76
80944 | UNIQUE | COLORADO SPRINGS | CO | PRIMARY | 38.86 | -104.76
80945 | UNIQUE | COLORADO SPRINGS | CO | PRIMARY | 38.86 | -104.76
80946 | UNIQUE | COLORADO SPRINGS | CO | PRIMARY | 38.86 | -104.76
80947 | UNIQUE | COLORADO SPRINGS | CO | PRIMARY | 38.86 | -104.76
80949 | PO BOX | COLORADO SPRINGS | CO | PRIMARY | 38.86 | -104.76
80950 | UNIQUE | COLORADO SPRINGS | CO | PRIMARY | 38.86 | -104.76
80951 | STANDARD | COLORADO SPRINGS | CO | PRIMARY | 38.86 | -104.76
80960 | PO BOX | COLORADO SPRINGS | CO | PRIMARY | 38.86 | -104.76
80962 | PO BOX | COLORADO SPRINGS | CO | PRIMARY | 38.86 | -104.76
80970 | PO BOX | COLORADO SPRINGS | CO | PRIMARY | 38.86 | -104.76
80977 | UNIQUE | COLORADO SPRINGS | CO | PRIMARY | 38.86 | -104.76
80995 | UNIQUE | COLORADO SPRINGS | CO | PRIMARY | 38.86 | -104.76
80997 | UNIQUE | COLORADO SPRINGS | CO | PRIMARY | 38.86 | -104.76
80022 | STANDARD | COMMERCE CITY | CO | PRIMARY | 39.86 | -104.86
80037 | PO BOX | COMMERCE CITY | CO | PRIMARY | 39.86 | -104.86
81129 | PO BOX | CONEJOS | CO | PRIMARY | 37.08 | -106.02
80433 | STANDARD | CONIFER | CO | PRIMARY | 39.52 | -105.3
80812 | STANDARD | COPE | CO | PRIMARY | 39.67 | -102.85
81321 | STANDARD | CORTEZ | CO | PRIMARY | 37.35 | -108.57
81414 | PO BOX | CORY | CO | PRIMARY | 38.77 | -107.98
81223 | STANDARD | COTOPAXI | CO | PRIMARY | 38.37 | -105.68
80434 | PO BOX | COWDREY | CO | PRIMARY | 40.85 | -106.3
81625 | STANDARD | CRAIG | CO | PRIMARY | 40.52 | -107.55
81626 | PO BOX | CRAIG | CO | PRIMARY | 40.52 | -107.55
81415 | STANDARD | CRAWFORD | CO | PRIMARY | 38.7 | -107.6
81130 | STANDARD | CREEDE | CO | PRIMARY | 37.85 | -106.92
81224 | STANDARD | CRESTED BUTTE | CO | PRIMARY | 38.87 | -106.98
81225 | PO BOX | CRESTED BUTTE | CO | PRIMARY | 38.87 | -106.98
81131 | PO BOX | CRESTONE | CO | PRIMARY | 37.99 | -105.69
80813 | STANDARD | CRIPPLE CREEK | CO | PRIMARY | 38.74 | -105.17
80726 | STANDARD | CROOK | CO | PRIMARY | 40.85 | -102.8
81033 | PO BOX | CROWLEY | CO | PRIMARY | 38.19 | -103.85
81034 | UNIQUE | CROWLEY | CO | PRIMARY | 38.19 | -103.85
80514 | STANDARD | DACONO | CO | PRIMARY | 40.07 | -104.94
81630 | STANDARD | DE BEQUE | CO | PRIMARY | 39.33 | -108.21
80105 | STANDARD | DEER TRAIL | CO | PRIMARY | 39.61 | -104.04
81132 | STANDARD | DEL NORTE | CO | PRIMARY | 37.67 | -106.35
81416 | STANDARD | DELTA | CO | PRIMARY | 38.74 | -108.07
80201 | PO BOX | DENVER | CO | PRIMARY | 39.76 | -104.87
80202 | STANDARD | DENVER | CO | PRIMARY | 39.76 | -104.87
80203 | STANDARD | DENVER | CO | PRIMARY | 39.76 | -104.87
80204 | STANDARD | DENVER | CO | PRIMARY | 39.76 | -104.87
80205 | STANDARD | DENVER | CO | PRIMARY | 39.76 | -104.87
80206 | STANDARD | DENVER | CO | PRIMARY | 39.76 | -104.87
80207 | STANDARD | DENVER | CO | PRIMARY | 39.76 | -104.87
80208 | UNIQUE | DENVER | CO | PRIMARY | 39.76 | -104.87
80209 | STANDARD | DENVER | CO | PRIMARY | 39.76 | -104.87
80210 | STANDARD | DENVER | CO | PRIMARY | 39.76 | -104.87
80211 | STANDARD | DENVER | CO | PRIMARY | 39.76 | -104.87
80212 | STANDARD | DENVER | CO | PRIMARY | 39.76 | -104.87
80214 | STANDARD | DENVER | CO | PRIMARY | 39.76 | -104.87
80215 | STANDARD | DENVER | CO | PRIMARY | 39.76 | -104.87
80216 | STANDARD | DENVER | CO | PRIMARY | 39.76 | -104.87
80217 | PO BOX | DENVER | CO | PRIMARY | 39.76 | -104.87
80218 | STANDARD | DENVER | CO | PRIMARY | 39.76 | -104.87
80219 | STANDARD | DENVER | CO | PRIMARY | 39.76 | -104.87
80220 | STANDARD | DENVER | CO | PRIMARY | 39.76 | -104.87
80221 | STANDARD | DENVER | CO | PRIMARY | 39.76 | -104.87
80222 | STANDARD | DENVER | CO | PRIMARY | 39.76 | -104.87
80223 | STANDARD | DENVER | CO | PRIMARY | 39.76 | -104.87
80224 | STANDARD | DENVER | CO | PRIMARY | 39.76 | -104.87
80225 | STANDARD | DENVER | CO | PRIMARY | 39.76 | -104.87
80226 | STANDARD | DENVER | CO | PRIMARY | 39.76 | -104.87
80227 | STANDARD | DENVER | CO | PRIMARY | 39.76 | -104.87
80228 | STANDARD | DENVER | CO | PRIMARY | 39.76 | -104.87
80229 | STANDARD | DENVER | CO | PRIMARY | 39.76 | -104.87
80230 | STANDARD | DENVER | CO | PRIMARY | 39.76 | -104.87
80231 | STANDARD | DENVER | CO | PRIMARY | 39.76 | -104.87
80232 | STANDARD | DENVER | CO | PRIMARY | 39.76 | -104.87
80233 | STANDARD | DENVER | CO | PRIMARY | 39.76 | -104.87
80234 | STANDARD | DENVER | CO | PRIMARY | 39.76 | -104.87
80235 | STANDARD | DENVER | CO | PRIMARY | 39.76 | -104.87
80236 | STANDARD | DENVER | CO | PRIMARY | 39.76 | -104.87
80237 | STANDARD | DENVER | CO | PRIMARY | 39.76 | -104.87
80238 | STANDARD | DENVER | CO | PRIMARY | 39.76 | -104.87
80239 | STANDARD | DENVER | CO | PRIMARY | 39.76 | -104.87
80241 | STANDARD | THORNTON | CO | PRIMARY | 39.76 | -104.87
80243 | UNIQUE | DENVER | CO | PRIMARY | 39.76 | -104.87
80244 | UNIQUE | DENVER | CO | PRIMARY | 39.76 | -104.87
80246 | STANDARD | DENVER | CO | PRIMARY | 39.76 | -104.87
80247 | STANDARD | DENVER | CO | PRIMARY | 39.69 | -104.88
80248 | PO BOX | DENVER | CO | PRIMARY | 39.76 | -104.87
80249 | STANDARD | DENVER | CO | PRIMARY | 39.76 | -104.87
80250 | PO BOX | DENVER | CO | PRIMARY | 39.76 | -104.87
80251 | UNIQUE | DENVER | CO | PRIMARY | 39.76 | -104.87
80252 | UNIQUE | DENVER | CO | PRIMARY | 39.76 | -104.87
80256 | UNIQUE | DENVER | CO | PRIMARY | 39.76 | -104.87
80257 | UNIQUE | DENVER | CO | PRIMARY | 39.76 | -104.87
80259 | UNIQUE | DENVER | CO | PRIMARY | 39.76 | -104.87
80260 | STANDARD | DENVER | CO | PRIMARY | 39.76 | -104.87
80261 | UNIQUE | DENVER | CO | PRIMARY | 39.76 | -104.87
80262 | UNIQUE | DENVER | CO | PRIMARY | 39.76 | -104.87
80263 | UNIQUE | DENVER | CO | PRIMARY | 39.76 | -104.87
80264 | STANDARD | DENVER | CO | PRIMARY | 39.76 | -104.87
80265 | STANDARD | DENVER | CO | PRIMARY | 39.76 | -104.87
80266 | STANDARD | DENVER | CO | PRIMARY | 39.76 | -104.87
80271 | UNIQUE | DENVER | CO | PRIMARY | 39.76 | -104.87
80273 | UNIQUE | DENVER | CO | PRIMARY | 39.76 | -104.87
80274 | UNIQUE | DENVER | CO | PRIMARY | 39.76 | -104.87
80279 | UNIQUE | DENVER | CO | PRIMARY | 39.76 | -104.87
80280 | UNIQUE | DENVER | CO | PRIMARY | 39.76 | -104.87
80281 | UNIQUE | DENVER | CO | PRIMARY | 39.76 | -104.87
80290 | STANDARD | DENVER | CO | PRIMARY | 39.76 | -104.87
80291 | UNIQUE | DENVER | CO | PRIMARY | 39.76 | -104.87
80293 | STANDARD | DENVER | CO | PRIMARY | 39.76 | -104.87
80294 | STANDARD | DENVER | CO | PRIMARY | 39.76 | -104.87
80295 | STANDARD | DENVER | CO | PRIMARY | 39.76 | -104.87
80299 | STANDARD | DENVER | CO | PRIMARY | 39.76 | -104.87
80435 | STANDARD | DILLON | CO | PRIMARY | 39.62 | -106.03
80497 | PO BOX | SILVERTHORNE | CO | PRIMARY | 39.65 | -106.08
80498 | STANDARD | SILVERTHORNE | CO | PRIMARY | 39.65 | -106.08
81610 | STANDARD | DINOSAUR | CO | PRIMARY | 40.24 | -109
81633 | STANDARD | DINOSAUR | CO | PRIMARY | 40.24 | -109
80814 | STANDARD | DIVIDE | CO | PRIMARY | 38.94 | -105.16
81323 | STANDARD | DOLORES | CO | PRIMARY | 37.47 | -108.49
81324 | STANDARD | DOVE CREEK | CO | PRIMARY | 37.76 | -108.9
80515 | STANDARD | DRAKE | CO | PRIMARY | 40.43 | -105.33
80436 | PO BOX | DUMONT | CO | PRIMARY | 39.78 | -105.6
80024 | PO BOX | DUPONT | CO | PRIMARY | 39.84 | -104.92
81301 | STANDARD | DURANGO | CO | PRIMARY | 37.27 | -107.88
81302 | PO BOX | DURANGO | CO | PRIMARY | 37.27 | -107.88
81303 | STANDARD | DURANGO | CO | PRIMARY | 37.14 | -107.88
81036 | STANDARD | EADS | CO | PRIMARY | 38.48 | -102.77
81631 | PO BOX | EAGLE | CO | PRIMARY | 39.65 | -106.82
80614 | PO BOX | EASTLAKE | CO | PRIMARY | 39.92 | -104.96
80615 | STANDARD | EATON | CO | PRIMARY | 40.52 | -104.71
81418 | STANDARD | ECKERT | CO | PRIMARY | 38.84 | -107.95
80727 | STANDARD | ECKLEY | CO | PRIMARY | 40.11 | -102.48
81632 | STANDARD | EDWARDS | CO | PRIMARY | 39.65 | -106.6
81325 | STANDARD | EGNAR | CO | PRIMARY | 37.92 | -108.93
80106 | STANDARD | ELBERT | CO | PRIMARY | 39.22 | -104.53
80025 | PO BOX | ELDORADO SPRINGS | CO | PRIMARY | 39.93 | -105.27
80107 | STANDARD | ELIZABETH | CO | PRIMARY | 39.36 | -104.6
80438 | PO BOX | EMPIRE | CO | PRIMARY | 39.75 | -105.68
80110 | STANDARD | ENGLEWOOD | CO | PRIMARY | 39.64 | -104.99
80111 | STANDARD | ENGLEWOOD | CO | PRIMARY | 39.64 | -104.99
80112 | STANDARD | ENGLEWOOD | CO | PRIMARY | 39.64 | -104.99
80113 | STANDARD | ENGLEWOOD | CO | PRIMARY | 39.64 | -104.96
80150 | PO BOX | ENGLEWOOD | CO | PRIMARY | 39.64 | -104.99
80151 | PO BOX | ENGLEWOOD | CO | PRIMARY | 39.64 | -104.99
80155 | PO BOX | ENGLEWOOD | CO | PRIMARY | 39.64 | -104.99
80516 | STANDARD | ERIE | CO | PRIMARY | 40.02 | -105.04
80511 | PO BOX | ESTES PARK | CO | PRIMARY | 40.37 | -105.52
80517 | STANDARD | ESTES PARK | CO | PRIMARY | 40.37 | -105.52
80620 | STANDARD | EVANS | CO | PRIMARY | 40.37 | -104.69
80437 | PO BOX | EVERGREEN | CO | PRIMARY | 39.63 | -105.34
80439 | STANDARD | EVERGREEN | CO | PRIMARY | 39.63 | -105.34
80432 | PO BOX | COMO | CO | PRIMARY | 39.32 | -105.9
80440 | STANDARD | FAIRPLAY | CO | PRIMARY | 39.22 | -105.99
80456 | STANDARD | JEFFERSON | CO | PRIMARY | 39.38 | -105.8
80520 | PO BOX | FIRESTONE | CO | PRIMARY | 40.12 | -104.93
80815 | STANDARD | FLAGLER | CO | PRIMARY | 39.29 | -103.06
80728 | STANDARD | FLEMING | CO | PRIMARY | 40.68 | -102.84
81226 | STANDARD | FLORENCE | CO | PRIMARY | 38.38 | -105.11
81290 | UNIQUE | FLORENCE | CO | PRIMARY | 38.38 | -105.11
80816 | STANDARD | FLORISSANT | CO | PRIMARY | 38.95 | -105.29
80521 | STANDARD | FORT COLLINS | CO | PRIMARY | 40.55 | -105.06
80522 | PO BOX | FORT COLLINS | CO | PRIMARY | 40.55 | -105.06
80523 | UNIQUE | FORT COLLINS | CO | PRIMARY | 40.55 | -105.06
80524 | STANDARD | FORT COLLINS | CO | PRIMARY | 40.55 | -105.06
80525 | STANDARD | FORT COLLINS | CO | PRIMARY | 40.55 | -105.06
80526 | STANDARD | FORT COLLINS | CO | PRIMARY | 40.55 | -105.06
80527 | PO BOX | FORT COLLINS | CO | PRIMARY | 40.55 | -105.06
80528 | STANDARD | FORT COLLINS | CO | PRIMARY | 40.55 | -105.06
80553 | UNIQUE | FORT COLLINS | CO | PRIMARY | 40.55 | -105.06
81133 | STANDARD | FORT GARLAND | CO | PRIMARY | 37.43 | -105.43
80621 | STANDARD | FORT LUPTON | CO | PRIMARY | 40.08 | -104.8
80701 | STANDARD | FORT MORGAN | CO | PRIMARY | 40.26 | -103.79
80705 | STANDARD | LOG LANE VILLAGE | CO | PRIMARY | 40.27 | -103.82
80817 | STANDARD | FOUNTAIN | CO | PRIMARY | 38.66 | -104.69
81039 | STANDARD | FOWLER | CO | PRIMARY | 38.12 | -104.02
80116 | STANDARD | FRANKTOWN | CO | PRIMARY | 39.38 | -104.75
80442 | PO BOX | FRASER | CO | PRIMARY | 39.93 | -105.79
80530 | STANDARD | FREDERICK | CO | PRIMARY | 40.1 | -104.94
80443 | PO BOX | FRISCO | CO | PRIMARY | 39.57 | -106.09
81521 | STANDARD | FRUITA | CO | PRIMARY | 39.15 | -108.72
80622 | STANDARD | GALETON | CO | PRIMARY | 40.52 | -104.58
81040 | STANDARD | GARDNER | CO | PRIMARY | 37.78 | -105.17
81522 | STANDARD | GATEWAY | CO | PRIMARY | 38.68 | -108.99
80818 | STANDARD | GENOA | CO | PRIMARY | 39.27 | -103.49
80444 | PO BOX | GEORGETOWN | CO | PRIMARY | 39.71 | -105.69
80623 | PO BOX | GILCREST | CO | PRIMARY | 40.28 | -104.78
80624 | STANDARD | GILL | CO | PRIMARY | 40.45 | -104.53
80532 | PO BOX | GLEN HAVEN | CO | PRIMARY | 40.45 | -105.43
81601 | STANDARD | GLENWOOD SPRINGS | CO | PRIMARY | 39.54 | -107.33
81602 | PO BOX | GLENWOOD SPRINGS | CO | PRIMARY | 39.54 | -107.33
80401 | STANDARD | GOLDEN | CO | PRIMARY | 39.73 | -105.21
80402 | PO BOX | GOLDEN | CO | PRIMARY | 39.73 | -105.21
80403 | STANDARD | GOLDEN | CO | PRIMARY | 39.73 | -105.21
80419 | UNIQUE | GOLDEN | CO | PRIMARY | 39.73 | -105.21
81041 | STANDARD | GRANADA | CO | PRIMARY | 38.06 | -102.31
80446 | STANDARD | GRANBY | CO | PRIMARY | 40.08 | -105.93
81501 | STANDARD | GRAND JUNCTION | CO | PRIMARY | 39.08 | -108.55
81502 | PO BOX | GRAND JUNCTION | CO | PRIMARY | 39.08 | -108.55
81503 | STANDARD | GRAND JUNCTION | CO | PRIMARY | 39.08 | -108.55
81504 | STANDARD | GRAND JUNCTION | CO | PRIMARY | 39.08 | -108.55
81505 | STANDARD | GRAND JUNCTION | CO | PRIMARY | 39.08 | -108.55
81506 | STANDARD | GRAND JUNCTION | CO | PRIMARY | 39.08 | -108.55
81507 | STANDARD | GRAND JUNCTION | CO | PRIMARY | 38.99 | -108.66
81523 | STANDARD | GLADE PARK | CO | PRIMARY | 39 | -108.73
80447 | STANDARD | GRAND LAKE | CO | PRIMARY | 40.25 | -105.82
80631 | STANDARD | GREELEY | CO | PRIMARY | 40.42 | -104.74
80632 | PO BOX | GREELEY | CO | PRIMARY | 40.42 | -104.74
80633 | PO BOX | GREELEY | CO | PRIMARY | 40.42 | -104.74
80634 | STANDARD | GREELEY | CO | PRIMARY | 40.42 | -104.74
80638 | UNIQUE | GREELEY | CO | PRIMARY | 40.42 | -104.74
80639 | UNIQUE | GREELEY | CO | PRIMARY | 40.42 | -104.74
80819 | PO BOX | GREEN MOUNTAIN FALLS | CO | PRIMARY | 38.93 | -105.02
80729 | STANDARD | GROVER | CO | PRIMARY | 40.86 | -104.22
80820 | STANDARD | GUFFEY | CO | PRIMARY | 38.75 | -105.53
81230 | STANDARD | GUNNISON | CO | PRIMARY | 38.54 | -106.92
81231 | UNIQUE | GUNNISON | CO | PRIMARY | 38.54 | -106.92
81247 | STANDARD | GUNNISON | CO | PRIMARY | 38.54 | -106.92
81637 | STANDARD | GYPSUM | CO | PRIMARY | 39.64 | -106.94
81638 | STANDARD | HAMILTON | CO | PRIMARY | 40.37 | -107.6
81043 | PO BOX | HARTMAN | CO | PRIMARY | 38.12 | -102.21
80449 | STANDARD | HARTSEL | CO | PRIMARY | 39.02 | -105.8
81044 | STANDARD | HASTY | CO | PRIMARY | 38.12 | -102.97
81045 | STANDARD | HASWELL | CO | PRIMARY | 38.45 | -103.16
80731 | STANDARD | HAXTUN | CO | PRIMARY | 40.64 | -102.62
81639 | STANDARD | HAYDEN | CO | PRIMARY | 40.48 | -107.26
80640 | STANDARD | HENDERSON | CO | PRIMARY | 39.92 | -104.87
80732 | PO BOX | HEREFORD | CO | PRIMARY | 40.97 | -104.3
81326 | STANDARD | HESPERUS | CO | PRIMARY | 37.28 | -108.03
80733 | STANDARD | HILLROSE | CO | PRIMARY | 40.32 | -103.52
81046 | PO BOX | HOEHNE | CO | PRIMARY | 37.28 | -104.38
81047 | STANDARD | HOLLY | CO | PRIMARY | 38.05 | -102.12
80734 | STANDARD | HOLYOKE | CO | PRIMARY | 40.58 | -102.3
81136 | STANDARD | HOOPER | CO | PRIMARY | 37.74 | -105.87
81419 | STANDARD | HOTCHKISS | CO | PRIMARY | 38.8 | -107.71
80451 | PO BOX | HOT SULPHUR SPRINGS | CO | PRIMARY | 40.07 | -106.09
81233 | STANDARD | HOWARD | CO | PRIMARY | 38.45 | -105.84
80642 | STANDARD | HUDSON | CO | PRIMARY | 40.07 | -104.64
80821 | STANDARD | HUGO | CO | PRIMARY | 39.13 | -103.46
80533 | PO BOX | HYGIENE | CO | PRIMARY | 40.18 | -105.17
80452 | STANDARD | IDAHO SPRINGS | CO | PRIMARY | 39.74 | -105.51
80735 | STANDARD | IDALIA | CO | PRIMARY | 39.7 | -102.3
80453 | PO BOX | IDLEDALE | CO | PRIMARY | 39.67 | -105.23
81137 | STANDARD | IGNACIO | CO | PRIMARY | 37.11 | -107.63
80736 | STANDARD | ILIFF | CO | PRIMARY | 40.75 | -103.06
80454 | PO BOX | INDIAN HILLS | CO | PRIMARY | 39.62 | -105.23
80455 | STANDARD | JAMESTOWN | CO | PRIMARY | 40.11 | -105.39
81138 | PO BOX | JAROSO | CO | PRIMARY | 37 | -105.63
80822 | STANDARD | JOES | CO | PRIMARY | 39.65 | -102.68
80534 | STANDARD | JOHNSTOWN | CO | PRIMARY | 40.33 | -104.91
80737 | STANDARD | JULESBURG | CO | PRIMARY | 40.98 | -102.26
80823 | STANDARD | KARVAL | CO | PRIMARY | 38.73 | -103.53
80643 | STANDARD | KEENESBURG | CO | PRIMARY | 40.1 | -104.51
80644 | STANDARD | KERSEY | CO | PRIMARY | 40.38 | -104.56
81049 | STANDARD | KIM | CO | PRIMARY | 37.24 | -103.35
80117 | STANDARD | KIOWA | CO | PRIMARY | 39.34 | -104.46
80824 | STANDARD | KIRK | CO | PRIMARY | 39.62 | -102.6
80825 | STANDARD | KIT CARSON | CO | PRIMARY | 38.76 | -102.79
80457 | PO BOX | KITTREDGE | CO | PRIMARY | 39.65 | -105.3
80459 | STANDARD | KREMMLING | CO | PRIMARY | 40.05 | -106.37
80026 | STANDARD | LAFAYETTE | CO | PRIMARY | 39.99 | -105.09
81140 | STANDARD | LA JARA | CO | PRIMARY | 37.27 | -105.96
81050 | STANDARD | LA JUNTA | CO | PRIMARY | 37.98 | -103.54
81235 | STANDARD | LAKE CITY | CO | PRIMARY | 38.07 | -107.3
80827 | STANDARD | LAKE GEORGE | CO | PRIMARY | 38.98 | -105.37
81052 | STANDARD | LAMAR | CO | PRIMARY | 38.08 | -102.61
80535 | STANDARD | LAPORTE | CO | PRIMARY | 40.62 | -105.13
80118 | STANDARD | LARKSPUR | CO | PRIMARY | 39.18 | -104.89
80645 | STANDARD | LA SALLE | CO | PRIMARY | 40.34 | -104.7
81038 | PO BOX | FORT LYON | CO | PRIMARY | 38.1 | -103.15
81054 | STANDARD | LAS ANIMAS | CO | PRIMARY | 38.06 | -103.22
81055 | STANDARD | LA VETA | CO | PRIMARY | 37.51 | -105
81420 | PO BOX | LAZEAR | CO | PRIMARY | 38.78 | -107.77
80429 | PO BOX | CLIMAX | CO | PRIMARY | 39.37 | -106.18
80461 | STANDARD | LEADVILLE | CO | PRIMARY | 39.24 | -106.29
81327 | STANDARD | LEWIS | CO | PRIMARY | 37.5 | -108.67
80826 | UNIQUE | LIMON | CO | PRIMARY | 39.26 | -103.68
80828 | STANDARD | LIMON | CO | PRIMARY | 39.26 | -103.68
80740 | STANDARD | LINDON | CO | PRIMARY | 39.73 | -103.4
80120 | STANDARD | LITTLETON | CO | PRIMARY | 39.59 | -105.01
80121 | STANDARD | LITTLETON | CO | PRIMARY | 39.59 | -105.01
80122 | STANDARD | LITTLETON | CO | PRIMARY | 39.59 | -105.01
80123 | STANDARD | LITTLETON | CO | PRIMARY | 39.59 | -105.01
80124 | STANDARD | LONE TREE | CO | PRIMARY | 39.59 | -105.01
80125 | STANDARD | LITTLETON | CO | PRIMARY | 39.59 | -105.01
80126 | STANDARD | LITTLETON | CO | PRIMARY | 39.59 | -105.01
80127 | STANDARD | LITTLETON | CO | PRIMARY | 39.57 | -105.14
80128 | STANDARD | LITTLETON | CO | PRIMARY | 39.59 | -105.01
80129 | STANDARD | LITTLETON | CO | PRIMARY | 39.54 | -105
80130 | STANDARD | LITTLETON | CO | PRIMARY | 39.54 | -104.93
80160 | PO BOX | LITTLETON | CO | PRIMARY | 39.59 | -105.01
80161 | PO BOX | LITTLETON | CO | PRIMARY | 39.59 | -105.01
80162 | PO BOX | LITTLETON | CO | PRIMARY | 39.59 | -105.01
80163 | PO BOX | LITTLETON | CO | PRIMARY | 39.59 | -105.01
80165 | UNIQUE | LITTLETON | CO | PRIMARY | 39.59 | -105.01
80166 | UNIQUE | LITTLETON | CO | PRIMARY | 39.59 | -105.01
80536 | STANDARD | LIVERMORE | CO | PRIMARY | 40.75 | -105.23
81524 | STANDARD | LOMA | CO | PRIMARY | 39.2 | -108.82
80501 | STANDARD | LONGMONT | CO | PRIMARY | 40.17 | -105.11
80502 | PO BOX | LONGMONT | CO | PRIMARY | 40.17 | -105.11
80503 | STANDARD | LONGMONT | CO | PRIMARY | 40.17 | -105.11
80504 | STANDARD | LONGMONT | CO | PRIMARY | 40.17 | -105.11
80027 | STANDARD | LOUISVILLE | CO | PRIMARY | 39.96 | -105.14
80131 | PO BOX | LOUVIERS | CO | PRIMARY | 39.47 | -105
80537 | STANDARD | LOVELAND | CO | PRIMARY | 40.41 | -105.07
80538 | STANDARD | LOVELAND | CO | PRIMARY | 40.41 | -105.07
80539 | PO BOX | LOVELAND | CO | PRIMARY | 40.41 | -105.07
80646 | PO BOX | LUCERNE | CO | PRIMARY | 40.48 | -104.68
80540 | STANDARD | LYONS | CO | PRIMARY | 40.22 | -105.26
81057 | STANDARD | MC CLAVE | CO | PRIMARY | 38.19 | -102.93
80463 | STANDARD | MC COY | CO | PRIMARY | 39.92 | -106.72
81525 | STANDARD | MACK | CO | PRIMARY | 39.22 | -108.87
81141 | PO BOX | MANASSA | CO | PRIMARY | 37.17 | -105.93
81328 | STANDARD | MANCOS | CO | PRIMARY | 37.34 | -108.29
80829 | STANDARD | MANITOU SPRINGS | CO | PRIMARY | 38.85 | -104.91
81058 | STANDARD | MANZANOLA | CO | PRIMARY | 38.1 | -103.86
81329 | PO BOX | MARVEL | CO | PRIMARY | 37.12 | -108.13
80541 | PO BOX | MASONVILLE | CO | PRIMARY | 40.48 | -105.2
80830 | STANDARD | MATHESON | CO | PRIMARY | 39.17 | -103.98
81640 | STANDARD | MAYBELL | CO | PRIMARY | 40.52 | -108.08
80542 | STANDARD | MEAD | CO | PRIMARY | 40.23 | -104.98
81641 | STANDARD | MEEKER | CO | PRIMARY | 40.05 | -107.89
81642 | STANDARD | MEREDITH | CO | PRIMARY | 39.27 | -106.59
80741 | STANDARD | MERINO | CO | PRIMARY | 40.48 | -103.35
81643 | STANDARD | MESA | CO | PRIMARY | 39.17 | -108.13
81330 | PO BOX | MESA VERDE NATIONAL PARK | CO | PRIMARY | 37.18 | -108.49
80543 | STANDARD | MILLIKEN | CO | PRIMARY | 40.31 | -104.85
81645 | PO BOX | MINTURN | CO | PRIMARY | 39.58 | -106.42
81059 | STANDARD | MODEL | CO | PRIMARY | 37.34 | -104.27
81143 | STANDARD | MOFFAT | CO | PRIMARY | 38 | -105.9
81646 | PO BOX | MOLINA | CO | PRIMARY | 39.18 | -108.07
81135 | PO BOX | HOMELAKE | CO | PRIMARY | 37.55 | -106.05
81144 | STANDARD | MONTE VISTA | CO | PRIMARY | 37.57 | -106.14
81401 | STANDARD | MONTROSE | CO | PRIMARY | 38.49 | -107.87
81402 | PO BOX | MONTROSE | CO | PRIMARY | 38.49 | -107.87
81403 | STANDARD | MONTROSE | CO | PRIMARY | 38.3 | -107.9
80132 | STANDARD | MONUMENT | CO | PRIMARY | 39.07 | -104.85
80465 | STANDARD | MORRISON | CO | PRIMARY | 39.65 | -105.18
81146 | STANDARD | MOSCA | CO | PRIMARY | 37.65 | -105.88
81236 | STANDARD | NATHROP | CO | PRIMARY | 38.73 | -106.08
81422 | STANDARD | NATURITA | CO | PRIMARY | 38.21 | -108.56
80466 | STANDARD | NEDERLAND | CO | PRIMARY | 39.96 | -105.5
81647 | STANDARD | NEW CASTLE | CO | PRIMARY | 39.58 | -107.53
80742 | STANDARD | NEW RAYMER | CO | PRIMARY | 40.62 | -103.78
80544 | PO BOX | NIWOT | CO | PRIMARY | 40.09 | -105.15
81423 | PO BOX | NORWOOD | CO | PRIMARY | 38.13 | -108.29
81424 | STANDARD | NUCLA | CO | PRIMARY | 38.26 | -108.55
80648 | STANDARD | NUNN | CO | PRIMARY | 40.7 | -104.78
80467 | STANDARD | OAK CREEK | CO | PRIMARY | 40.27 | -106.95
81425 | STANDARD | OLATHE | CO | PRIMARY | 38.6 | -107.98
81062 | STANDARD | OLNEY SPRINGS | CO | PRIMARY | 38.16 | -103.94
81426 | PO BOX | OPHIR | CO | PRIMARY | 37.85 | -107.82
80649 | STANDARD | ORCHARD | CO | PRIMARY | 40.33 | -104.12
81063 | STANDARD | ORDWAY | CO | PRIMARY | 38.22 | -103.75
80743 | STANDARD | OTIS | CO | PRIMARY | 40.14 | -102.96
81427 | PO BOX | OURAY | CO | PRIMARY | 38.08 | -107.69
80744 | STANDARD | OVID | CO | PRIMARY | 40.95 | -102.38
80745 | STANDARD | PADRONI | CO | PRIMARY | 40.77 | -103.17
81147 | STANDARD | PAGOSA SPRINGS | CO | PRIMARY | 37.24 | -107.03
81157 | PO BOX | PAGOSA SPRINGS | CO | PRIMARY | 37.24 | -107.03
81526 | STANDARD | PALISADE | CO | PRIMARY | 39.1 | -108.35
80133 | STANDARD | PALMER LAKE | CO | PRIMARY | 39.11 | -104.9
80746 | PO BOX | PAOLI | CO | PRIMARY | 40.61 | -102.47
81428 | STANDARD | PAONIA | CO | PRIMARY | 38.86 | -107.59
81635 | STANDARD | PARACHUTE | CO | PRIMARY | 39.44 | -108.05
81636 | PO BOX | BATTLEMENT MESA | CO | PRIMARY | 39.44 | -108.02
81429 | PO BOX | PARADOX | CO | PRIMARY | 38.37 | -108.95
80134 | STANDARD | PARKER | CO | PRIMARY | 39.5 | -104.76
80138 | STANDARD | PARKER | CO | PRIMARY | 39.5 | -104.76
81237 | STANDARD | OHIO CITY | CO | PRIMARY | 38.54 | -106.58
81239 | STANDARD | PARLIN | CO | PRIMARY | 38.5 | -106.72
80468 | STANDARD | PARSHALL | CO | PRIMARY | 40.05 | -106.18
80747 | STANDARD | PEETZ | CO | PRIMARY | 40.96 | -103.11
81240 | STANDARD | PENROSE | CO | PRIMARY | 38.43 | -105.01
80831 | STANDARD | PEYTON | CO | PRIMARY | 39.03 | -104.48
80469 | PO BOX | PHIPPSBURG | CO | PRIMARY | 40.23 | -106.93
80650 | STANDARD | PIERCE | CO | PRIMARY | 40.63 | -104.75
80425 | PO BOX | BUFFALO CREEK | CO | PRIMARY | 39.38 | -105.27
80470 | STANDARD | PINE | CO | PRIMARY | 39.42 | -105.33
80471 | PO BOX | PINECLIFFE | CO | PRIMARY | 39.93 | -105.43
81241 | PO BOX | PITKIN | CO | PRIMARY | 38.6 | -106.51
81430 | PO BOX | PLACERVILLE | CO | PRIMARY | 38.02 | -108.07
80651 | STANDARD | PLATTEVILLE | CO | PRIMARY | 40.21 | -104.82
81331 | STANDARD | PLEASANT VIEW | CO | PRIMARY | 37.58 | -108.76
81242 | PO BOX | PONCHA SPRINGS | CO | PRIMARY | 38.51 | -106.07
81243 | STANDARD | POWDERHORN | CO | PRIMARY | 38.27 | -107.08
81064 | STANDARD | PRITCHETT | CO | PRIMARY | 37.37 | -102.85
81001 | STANDARD | PUEBLO | CO | PRIMARY | 38.27 | -104.62
81002 | PO BOX | PUEBLO | CO | PRIMARY | 38.27 | -104.62
81003 | STANDARD | PUEBLO | CO | PRIMARY | 38.27 | -104.62
81004 | STANDARD | PUEBLO | CO | PRIMARY | 38.27 | -104.62
81005 | STANDARD | PUEBLO | CO | PRIMARY | 38.27 | -104.62
81006 | STANDARD | PUEBLO | CO | PRIMARY | 38.27 | -104.62
81007 | STANDARD | PUEBLO | CO | PRIMARY | 38.27 | -104.62
81008 | STANDARD | PUEBLO | CO | PRIMARY | 38.27 | -104.62
81009 | UNIQUE | PUEBLO | CO | PRIMARY | 38.27 | -104.62
81010 | UNIQUE | PUEBLO | CO | PRIMARY | 38.27 | -104.62
81011 | UNIQUE | PUEBLO | CO | PRIMARY | 38.27 | -104.62
81012 | UNIQUE | PUEBLO | CO | PRIMARY | 38.27 | -104.62
81019 | PO BOX | COLORADO CITY | CO | PRIMARY | 37.94 | -104.84
80832 | STANDARD | RAMAH | CO | PRIMARY | 39.12 | -104.16
80473 | PO BOX | RAND | CO | PRIMARY | 40.45 | -106.17
81648 | STANDARD | RANGELY | CO | PRIMARY | 40.08 | -108.77
81649 | PO BOX | RED CLIFF | CO | PRIMARY | 39.5 | -106.36
80545 | STANDARD | RED FEATHER LAKES | CO | PRIMARY | 40.8 | -105.58
81431 | STANDARD | REDVALE | CO | PRIMARY | 38.18 | -108.42
81332 | PO BOX | RICO | CO | PRIMARY | 37.64 | -108.06
81432 | STANDARD | RIDGWAY | CO | PRIMARY | 38.15 | -107.75
81650 | STANDARD | RIFLE | CO | PRIMARY | 39.53 | -107.77
81244 | PO BOX | ROCKVALE | CO | PRIMARY | 38.36 | -105.16
81067 | STANDARD | ROCKY FORD | CO | PRIMARY | 38.04 | -103.72
80652 | STANDARD | ROGGEN | CO | PRIMARY | 40.17 | -104.37
80474 | STANDARD | ROLLINSVILLE | CO | PRIMARY | 39.92 | -105.5
81148 | PO BOX | ROMEO | CO | PRIMARY | 37.17 | -105.98
80833 | STANDARD | RUSH | CO | PRIMARY | 38.84 | -104.08
81069 | STANDARD | RYE | CO | PRIMARY | 37.92 | -104.93
81149 | STANDARD | SAGUACHE | CO | PRIMARY | 38.08 | -106.14
81201 | STANDARD | SALIDA | CO | PRIMARY | 38.53 | -106
81227 | PO BOX | MONARCH | CO | PRIMARY | 38.53 | -106.05
81232 | PO BOX | HILLSIDE | CO | PRIMARY | 38.27 | -105.6
81151 | STANDARD | SANFORD | CO | PRIMARY | 37.25 | -105.9
81152 | STANDARD | SAN LUIS | CO | PRIMARY | 37.2 | -105.42
81248 | PO BOX | SARGENTS | CO | PRIMARY | 38.4 | -106.42
80135 | STANDARD | SEDALIA | CO | PRIMARY | 39.43 | -104.97
80749 | STANDARD | SEDGWICK | CO | PRIMARY | 40.93 | -102.52
80834 | STANDARD | SEIBERT | CO | PRIMARY | 39.29 | -102.86
80546 | PO BOX | SEVERANCE | CO | PRIMARY | 40.52 | -104.85
80448 | PO BOX | GRANT | CO | PRIMARY | 39.45 | -105.67
80475 | PO BOX | SHAWNEE | CO | PRIMARY | 39.42 | -105.55
81071 | STANDARD | SHERIDAN LAKE | CO | PRIMARY | 38.46 | -102.29
81652 | STANDARD | SILT | CO | PRIMARY | 39.54 | -107.65
80476 | PO BOX | SILVER PLUME | CO | PRIMARY | 39.69 | -105.72
81433 | PO BOX | SILVERTON | CO | PRIMARY | 37.82 | -107.64
80835 | STANDARD | SIMLA | CO | PRIMARY | 39.14 | -104.08
81653 | STANDARD | SLATER | CO | PRIMARY | 40.99 | -107.37
81654 | STANDARD | SNOWMASS | CO | PRIMARY | 39.33 | -106.98
80750 | STANDARD | SNYDER | CO | PRIMARY | 40.32 | -103.58
81434 | STANDARD | SOMERSET | CO | PRIMARY | 38.92 | -107.43
81154 | STANDARD | SOUTH FORK | CO | PRIMARY | 37.67 | -106.64
81073 | STANDARD | SPRINGFIELD | CO | PRIMARY | 37.4 | -102.61
80477 | PO BOX | STEAMBOAT SPRINGS | CO | PRIMARY | 40.47 | -106.82
80487 | STANDARD | STEAMBOAT SPRINGS | CO | PRIMARY | 40.47 | -106.82
80488 | PO BOX | STEAMBOAT SPRINGS | CO | PRIMARY | 40.47 | -106.82
80751 | STANDARD | STERLING | CO | PRIMARY | 40.62 | -103.19
80754 | STANDARD | STONEHAM | CO | PRIMARY | 40.63 | -103.65
80136 | STANDARD | STRASBURG | CO | PRIMARY | 39.73 | -104.3
80836 | STANDARD | STRATTON | CO | PRIMARY | 39.3 | -102.6
81076 | STANDARD | SUGAR CITY | CO | PRIMARY | 38.23 | -103.66
81077 | PO BOX | SWINK | CO | PRIMARY | 38.01 | -103.62
80478 | PO BOX | TABERNASH | CO | PRIMARY | 39.98 | -105.85
81435 | STANDARD | TELLURIDE | CO | PRIMARY | 37.94 | -107.9
80547 | PO BOX | TIMNATH | CO | PRIMARY | 40.52 | -104.98
80479 | STANDARD | TOPONAS | CO | PRIMARY | 40.07 | -106.8
81334 | PO BOX | TOWAOC | CO | PRIMARY | 37.2 | -108.72
81081 | STANDARD | TRINCHERA | CO | PRIMARY | 37.05 | -104.03
81082 | STANDARD | TRINIDAD | CO | PRIMARY | 37.16 | -104.5
81084 | STANDARD | TWO BUTTES | CO | PRIMARY | 37.56 | -102.39
80840 | STANDARD | U S A F ACADEMY | CO | PRIMARY | 38.99 | -104.85
80841 | PO BOX | U S A F ACADEMY | CO | PRIMARY | 38.99 | -104.85
81657 | STANDARD | VAIL | CO | PRIMARY | 39.64 | -106.39
81658 | PO BOX | VAIL | CO | PRIMARY | 39.64 | -106.39
80755 | STANDARD | VERNON | CO | PRIMARY | 39.93 | -102.28
80860 | PO BOX | VICTOR | CO | PRIMARY | 38.7 | -105.14
81087 | PO BOX | VILAS | CO | PRIMARY | 37.37 | -102.44
81155 | STANDARD | VILLA GROVE | CO | PRIMARY | 38.25 | -105.95
80861 | STANDARD | VONA | CO | PRIMARY | 39.3 | -102.74
80430 | STANDARD | COALMONT | CO | PRIMARY | 40.57 | -106.43
80480 | STANDARD | WALDEN | CO | PRIMARY | 40.73 | -106.28
81089 | STANDARD | WALSENBURG | CO | PRIMARY | 37.62 | -104.77
81090 | STANDARD | WALSH | CO | PRIMARY | 37.38 | -102.28
80481 | STANDARD | WARD | CO | PRIMARY | 40.07 | -105.51
80137 | STANDARD | WATKINS | CO | PRIMARY | 39.75 | -104.6
80653 | STANDARD | WELDONA | CO | PRIMARY | 40.35 | -103.97
80549 | STANDARD | WELLINGTON | CO | PRIMARY | 40.7 | -105
81252 | STANDARD | WESTCLIFFE | CO | PRIMARY | 38.13 | -105.46
80030 | STANDARD | WESTMINSTER | CO | PRIMARY | 39.88 | -105.05
80031 | STANDARD | WESTMINSTER | CO | PRIMARY | 39.88 | -105.05
80035 | PO BOX | WESTMINSTER | CO | PRIMARY | 39.88 | -105.05
80036 | PO BOX | WESTMINSTER | CO | PRIMARY | 39.88 | -105.05
81091 | STANDARD | WESTON | CO | PRIMARY | 37.13 | -105.01
81253 | STANDARD | WETMORE | CO | PRIMARY | 38.23 | -105.08
80033 | STANDARD | WHEAT RIDGE | CO | PRIMARY | 39.77 | -105.09
80034 | PO BOX | WHEAT RIDGE | CO | PRIMARY | 39.77 | -105.09
81527 | STANDARD | WHITEWATER | CO | PRIMARY | 38.98 | -108.43
80654 | STANDARD | WIGGINS | CO | PRIMARY | 40.23 | -104.07
80862 | PO BOX | WILD HORSE | CO | PRIMARY | 38.82 | -103
81092 | STANDARD | WILEY | CO | PRIMARY | 38.15 | -102.71
80550 | STANDARD | WINDSOR | CO | PRIMARY | 40.48 | -104.9
80551 | UNIQUE | WINDSOR | CO | PRIMARY | 40.48 | -104.9
80482 | PO BOX | WINTER PARK | CO | PRIMARY | 39.88 | -105.77
81655 | PO BOX | WOLCOTT | CO | PRIMARY | 39.7 | -106.68
80863 | STANDARD | WOODLAND PARK | CO | PRIMARY | 38.99 | -105.05
80866 | PO BOX | WOODLAND PARK | CO | PRIMARY | 38.99 | -105.05
80757 | STANDARD | WOODROW | CO | PRIMARY | 39.98 | -103.58
81656 | PO BOX | WOODY CREEK | CO | PRIMARY | 39.28 | -106.88
80758 | STANDARD | WRAY | CO | PRIMARY | 40.07 | -102.22
80483 | PO BOX | YAMPA | CO | PRIMARY | 40.15 | -106.9
81335 | STANDARD | YELLOW JACKET | CO | PRIMARY | 37.53 | -108.72
80864 | STANDARD | YODER | CO | PRIMARY | 38.84 | -104.22
80759 | STANDARD | YUMA | CO | PRIMARY | 40.12 | -102.72
83110 | STANDARD | AFTON | WY | PRIMARY | 42.72 | -110.92
83112 | STANDARD | BEDFORD | WY | PRIMARY | 42.9 | -110.93
83118 | STANDARD | ETNA | WY | PRIMARY | 43.03 | -111.01
83128 | STANDARD | ALPINE | WY | PRIMARY | 43.16 | -111.01
82050 | STANDARD | ALBIN | WY | PRIMARY | 41.41 | -104.1
82620 | STANDARD | ALCOVA | WY | PRIMARY | 42.55 | -106.72
82711 | STANDARD | ALVA | WY | PRIMARY | 44.7 | -104.45
82831 | STANDARD | ARVADA | WY | PRIMARY | 44.76 | -106.09
83111 | STANDARD | AUBURN | WY | PRIMARY | 42.79 | -111
82321 | STANDARD | BAGGS | WY | PRIMARY | 41.03 | -107.65
82322 | PO BOX | BAIROIL | WY | PRIMARY | 42.23 | -107.55
82410 | STANDARD | BASIN | WY | PRIMARY | 44.37 | -108.04
82712 | STANDARD | BEULAH | WY | PRIMARY | 44.53 | -104.08
82833 | PO BOX | BIG HORN | WY | PRIMARY | 44.72 | -107.01
83113 | STANDARD | BIG PINEY | WY | PRIMARY | 42.54 | -110.11
82922 | STANDARD | BONDURANT | WY | PRIMARY | 43.2 | -110.41
82923 | STANDARD | BOULDER | WY | PRIMARY | 42.72 | -109.63
82834 | STANDARD | BUFFALO | WY | PRIMARY | 44.34 | -106.71
82840 | PO BOX | SADDLESTRING | WY | PRIMARY | 44.34 | -106.62
82411 | STANDARD | BURLINGTON | WY | PRIMARY | 44.44 | -108.43
82053 | STANDARD | BURNS | WY | PRIMARY | 41.19 | -104.35
82412 | PO BOX | BYRON | WY | PRIMARY | 44.79 | -108.5
82054 | STANDARD | CARPENTER | WY | PRIMARY | 41.03 | -104.34
82601 | STANDARD | CASPER | WY | PRIMARY | 42.83 | -106.32
82602 | PO BOX | CASPER | WY | PRIMARY | 42.83 | -106.32
82604 | STANDARD | CASPER | WY | PRIMARY | 42.83 | -106.32
82605 | PO BOX | CASPER | WY | PRIMARY | 42.83 | -106.32
82609 | STANDARD | CASPER | WY | PRIMARY | 42.83 | -106.32
82615 | STANDARD | SHIRLEY BASIN | WY | PRIMARY | 42.35 | -106.21
82630 | STANDARD | ARMINTO | WY | PRIMARY | 43.18 | -107.26
82638 | STANDARD | HILAND | WY | PRIMARY | 43.12 | -107.35
82646 | STANDARD | NATRONA | WY | PRIMARY | 43.03 | -106.81
82055 | PO BOX | CENTENNIAL | WY | PRIMARY | 41.3 | -106.11
82001 | STANDARD | CHEYENNE | WY | PRIMARY | 41.14 | -104.79
82002 | UNIQUE | CHEYENNE | WY | PRIMARY | 41.14 | -104.79
82003 | PO BOX | CHEYENNE | WY | PRIMARY | 41.14 | -104.79
82005 | STANDARD | FE WARREN AFB | WY | PRIMARY | 41.17 | -104.86
82006 | UNIQUE | CHEYENNE | WY | PRIMARY | 41.14 | -104.79
82007 | STANDARD | CHEYENNE | WY | PRIMARY | 41.14 | -104.79
82008 | UNIQUE | CHEYENNE | WY | PRIMARY | 41.14 | -104.79
82009 | STANDARD | CHEYENNE | WY | PRIMARY | 41.14 | -104.79
82010 | UNIQUE | CHEYENNE | WY | PRIMARY | 41.14 | -104.79
82052 | STANDARD | BUFORD | WY | PRIMARY | 41.11 | -105.3
82059 | PO BOX | GRANITE CANON | WY | PRIMARY | 41.1 | -105.08
82210 | STANDARD | CHUGWATER | WY | PRIMARY | 41.75 | -104.82
82835 | STANDARD | CLEARMONT | WY | PRIMARY | 44.64 | -106.38
82414 | STANDARD | CODY | WY | PRIMARY | 44.51 | -109.05
83114 | STANDARD | COKEVILLE | WY | PRIMARY | 42.08 | -110.95
82925 | STANDARD | CORA | WY | PRIMARY | 42.94 | -109.98
82420 | PO BOX | COWLEY | WY | PRIMARY | 44.88 | -108.47
82512 | STANDARD | CROWHEART | WY | PRIMARY | 43.31 | -109.19
83115 | STANDARD | DANIEL | WY | PRIMARY | 42.87 | -110.07
82836 | STANDARD | DAYTON | WY | PRIMARY | 44.87 | -107.25
82421 | STANDARD | DEAVER | WY | PRIMARY | 44.88 | -108.59
82714 | STANDARD | DEVILS TOWER | WY | PRIMARY | 44.6 | -104.73
83116 | PO BOX | DIAMONDVILLE | WY | PRIMARY | 41.77 | -110.53
82323 | STANDARD | DIXON | WY | PRIMARY | 41.03 | -107.53
82633 | STANDARD | DOUGLAS | WY | PRIMARY | 42.75 | -105.39
82513 | STANDARD | DUBOIS | WY | PRIMARY | 43.53 | -109.64
82635 | PO BOX | EDGERTON | WY | PRIMARY | 43.41 | -106.24
82324 | PO BOX | ELK MOUNTAIN | WY | PRIMARY | 41.68 | -106.41
82422 | PO BOX | EMBLEM | WY | PRIMARY | 44.51 | -108.39
82325 | STANDARD | ENCAMPMENT | WY | PRIMARY | 41.2 | -106.79
82930 | STANDARD | EVANSTON | WY | PRIMARY | 41.25 | -110.96
82931 | PO BOX | EVANSTON | WY | PRIMARY | 41.25 | -110.96
82636 | STANDARD | EVANSVILLE | WY | PRIMARY | 42.87 | -106.25
83119 | PO BOX | FAIRVIEW | WY | PRIMARY | 42.69 | -110.98
82932 | STANDARD | FARSON | WY | PRIMARY | 42.11 | -109.44
82933 | STANDARD | FORT BRIDGER | WY | PRIMARY | 41.32 | -110.38
82212 | STANDARD | FORT LARAMIE | WY | PRIMARY | 42.21 | -104.51
82514 | STANDARD | FORT WASHAKIE | WY | PRIMARY | 43 | -108.92
82423 | PO BOX | FRANNIE | WY | PRIMARY | 44.97 | -108.62
83120 | STANDARD | FREEDOM | WY | PRIMARY | 42.98 | -111.04
83121 | PO BOX | FRONTIER | WY | PRIMARY | 41.79 | -110.6
82716 | STANDARD | GILLETTE | WY | PRIMARY | 44.28 | -105.51
82717 | PO BOX | GILLETTE | WY | PRIMARY | 44.28 | -105.51
82718 | STANDARD | GILLETTE | WY | PRIMARY | 44.28 | -105.51
82731 | STANDARD | WESTON | WY | PRIMARY | 44.63 | -105.33
82732 | PO BOX | WRIGHT | WY | PRIMARY | 43.75 | -105.49
82213 | STANDARD | GLENDO | WY | PRIMARY | 42.5 | -105.02
82637 | STANDARD | GLENROCK | WY | PRIMARY | 42.85 | -105.85
82934 | PO BOX | GRANGER | WY | PRIMARY | 41.59 | -109.96
82935 | STANDARD | GREEN RIVER | WY | PRIMARY | 41.51 | -109.46
82938 | PO BOX | MC KINNON | WY | PRIMARY | 41.02 | -109.93
82426 | STANDARD | GREYBULL | WY | PRIMARY | 44.49 | -108.05
83122 | STANDARD | GROVER | WY | PRIMARY | 42.69 | -110.93
82214 | STANDARD | GUERNSEY | WY | PRIMARY | 42.26 | -104.74
82327 | STANDARD | HANNA | WY | PRIMARY | 41.86 | -106.55
82215 | STANDARD | HARTVILLE | WY | PRIMARY | 42.32 | -104.72
82217 | STANDARD | HAWK SPRINGS | WY | PRIMARY | 41.79 | -104.27
82060 | PO BOX | HILLSDALE | WY | PRIMARY | 41.21 | -104.48
82061 | PO BOX | HORSE CREEK | WY | PRIMARY | 41.41 | -105.18
82515 | PO BOX | HUDSON | WY | PRIMARY | 42.9 | -108.58
82720 | STANDARD | HULETT | WY | PRIMARY | 44.68 | -104.6
82218 | PO BOX | HUNTLEY | WY | PRIMARY | 41.94 | -104.07
82428 | STANDARD | HYATTVILLE | WY | PRIMARY | 44.25 | -107.6
83001 | STANDARD | JACKSON | WY | PRIMARY | 43.47 | -110.76
83002 | PO BOX | JACKSON | WY | PRIMARY | 43.47 | -110.76
83025 | PO BOX | TETON VILLAGE | WY | PRIMARY | 43.57 | -110.81
82219 | STANDARD | JAY EM | WY | PRIMARY | 42.47 | -104.36
82639 | STANDARD | KAYCEE | WY | PRIMARY | 43.7 | -106.63
83011 | STANDARD | KELLY | WY | PRIMARY | 43.6 | -110.32
83101 | STANDARD | KEMMERER | WY | PRIMARY | 41.78 | -110.55
82516 | STANDARD | KINNEAR | WY | PRIMARY | 43.15 | -108.68
83123 | STANDARD | LA BARGE | WY | PRIMARY | 42.26 | -110.19
82221 | STANDARD | LAGRANGE | WY | PRIMARY | 41.62 | -104.34
82222 | STANDARD | LANCE CREEK | WY | PRIMARY | 43.02 | -104.64
82520 | STANDARD | LANDER | WY | PRIMARY | 42.83 | -108.72
82051 | STANDARD | BOSLER | WY | PRIMARY | 41.58 | -105.69
82063 | STANDARD | JELM | WY | PRIMARY | 41.05 | -106
82070 | STANDARD | LARAMIE | WY | PRIMARY | 41.31 | -105.58
82071 | PO BOX | LARAMIE | WY | PRIMARY | 41.31 | -105.58
82072 | STANDARD | LARAMIE | WY | PRIMARY | 41.31 | -105.58
82073 | PO BOX | LARAMIE | WY | PRIMARY | 41.31 | -105.58
82837 | PO BOX | LEITER | WY | PRIMARY | 44.79 | -106.35
82640 | PO BOX | LINCH | WY | PRIMARY | 43.61 | -106.2
82223 | STANDARD | LINGLE | WY | PRIMARY | 42.13 | -104.34
82929 | PO BOX | LITTLE AMERICA | WY | PRIMARY | 41.55 | -109.86
82224 | STANDARD | LOST SPRINGS | WY | PRIMARY | 42.76 | -104.92
82229 | STANDARD | SHAWNEE | WY | PRIMARY | 42.88 | -105.03
82431 | STANDARD | LOVELL | WY | PRIMARY | 44.83 | -108.39
82225 | STANDARD | LUSK | WY | PRIMARY | 42.76 | -104.45
82937 | STANDARD | LYMAN | WY | PRIMARY | 41.32 | -110.3
82642 | STANDARD | LYSITE | WY | PRIMARY | 43.25 | -107.71
82432 | STANDARD | MANDERSON | WY | PRIMARY | 44.26 | -107.96
82227 | STANDARD | MANVILLE | WY | PRIMARY | 42.77 | -104.61
82329 | STANDARD | MEDICINE BOW | WY | PRIMARY | 41.89 | -106.2
82433 | STANDARD | MEETEETSE | WY | PRIMARY | 44.15 | -108.87
82081 | STANDARD | MERIDEN | WY | PRIMARY | 41.53 | -104.27
82643 | STANDARD | MIDWEST | WY | PRIMARY | 43.41 | -106.27
82644 | PO BOX | MILLS | WY | PRIMARY | 42.84 | -106.37
82721 | STANDARD | MOORCROFT | WY | PRIMARY | 44.26 | -104.95
83012 | STANDARD | MOOSE | WY | PRIMARY | 43.65 | -110.72
83013 | STANDARD | MORAN | WY | PRIMARY | 43.84 | -110.5
82936 | STANDARD | LONETREE | WY | PRIMARY | 41.03 | -110.14
82939 | PO BOX | MOUNTAIN VIEW | WY | PRIMARY | 41.27 | -110.33
82701 | STANDARD | NEWCASTLE | WY | PRIMARY | 43.84 | -104.21
82715 | STANDARD | FOUR CORNERS | WY | PRIMARY | 44.08 | -104.13
83124 | PO BOX | OPAL | WY | PRIMARY | 41.77 | -110.32
82723 | STANDARD | OSAGE | WY | PRIMARY | 43.98 | -104.42
82434 | STANDARD | OTTO | WY | PRIMARY | 44.4 | -108.27
82838 | STANDARD | PARKMAN | WY | PRIMARY | 44.96 | -107.31
82523 | STANDARD | PAVILLION | WY | PRIMARY | 43.24 | -108.69
82082 | STANDARD | PINE BLUFFS | WY | PRIMARY | 41.18 | -104.06
82941 | STANDARD | PINEDALE | WY | PRIMARY | 42.86 | -109.86
82648 | PO BOX | POWDER RIVER | WY | PRIMARY | 43.03 | -106.98
82435 | STANDARD | POWELL | WY | PRIMARY | 44.79 | -108.73
82440 | PO BOX | RALSTON | WY | PRIMARY | 44.76 | -108.9
82839 | STANDARD | RANCHESTER | WY | PRIMARY | 44.9 | -107.16
82844 | STANDARD | WOLF | WY | PRIMARY | 44.7 | -107.3
82301 | STANDARD | RAWLINS | WY | PRIMARY | 41.78 | -107.22
82310 | STANDARD | JEFFREY CITY | WY | PRIMARY | 42.48 | -107.84
82335 | PO BOX | WALCOTT | WY | PRIMARY | 41.81 | -106.87
82725 | STANDARD | RECLUSE | WY | PRIMARY | 44.77 | -105.7
82943 | PO BOX | RELIANCE | WY | PRIMARY | 41.67 | -109.19
82501 | STANDARD | RIVERTON | WY | PRIMARY | 43.03 | -108.41
82510 | STANDARD | ARAPAHOE | WY | PRIMARY | 42.97 | -108.47
82944 | PO BOX | ROBERTSON | WY | PRIMARY | 41.18 | -110.42
82058 | STANDARD | GARRETT | WY | PRIMARY | 42.11 | -105.6
82083 | STANDARD | ROCK RIVER | WY | PRIMARY | 41.73 | -105.97
82901 | STANDARD | ROCK SPRINGS | WY | PRIMARY | 41.59 | -109.22
82902 | PO BOX | ROCK SPRINGS | WY | PRIMARY | 41.59 | -109.22
82942 | PO BOX | POINT OF ROCKS | WY | PRIMARY | 41.68 | -108.78
82727 | STANDARD | ROZET | WY | PRIMARY | 44.28 | -105.2
82524 | PO BOX | SAINT STEPHENS | WY | PRIMARY | 42.95 | -108.19
82331 | STANDARD | SARATOGA | WY | PRIMARY | 41.45 | -106.81
82332 | STANDARD | SAVERY | WY | PRIMARY | 41.08 | -107.34
82441 | STANDARD | SHELL | WY | PRIMARY | 44.53 | -107.78
82801 | STANDARD | SHERIDAN | WY | PRIMARY | 44.79 | -106.95
82649 | STANDARD | SHOSHONI | WY | PRIMARY | 43.23 | -108.1
82334 | STANDARD | SINCLAIR | WY | PRIMARY | 41.77 | -107.11
83126 | STANDARD | SMOOT | WY | PRIMARY | 42.62 | -110.92
82832 | STANDARD | BANNER | WY | PRIMARY | 44.63 | -106.8
82842 | STANDARD | STORY | WY | PRIMARY | 44.6 | -107.11
82710 | STANDARD | ALADDIN | WY | PRIMARY | 44.63 | -104.18
82729 | STANDARD | SUNDANCE | WY | PRIMARY | 44.4 | -104.37
82945 | PO BOX | SUPERIOR | WY | PRIMARY | 41.76 | -108.96
82442 | STANDARD | TEN SLEEP | WY | PRIMARY | 44.03 | -107.44
83127 | STANDARD | THAYNE | WY | PRIMARY | 42.91 | -111
82430 | PO BOX | KIRBY | WY | PRIMARY | 43.8 | -108.18
82443 | STANDARD | THERMOPOLIS | WY | PRIMARY | 43.64 | -108.21
82084 | PO BOX | TIE SIDING | WY | PRIMARY | 41.04 | -105.42
82240 | STANDARD | TORRINGTON | WY | PRIMARY | 42.06 | -104.18
82730 | STANDARD | UPTON | WY | PRIMARY | 44.1 | -104.62
82242 | STANDARD | VAN TASSELL | WY | PRIMARY | 42.66 | -104.09
82243 | STANDARD | VETERAN | WY | PRIMARY | 41.96 | -104.35
82336 | PO BOX | WAMSUTTER | WY | PRIMARY | 41.66 | -107.97
82450 | PO BOX | WAPITI | WY | PRIMARY | 44.47 | -109.43
82201 | STANDARD | WHEATLAND | WY | PRIMARY | 42.05 | -104.95
83014 | STANDARD | WILSON | WY | PRIMARY | 43.5 | -110.87
82401 | STANDARD | WORLAND | WY | PRIMARY | 44 | -107.95
82845 | PO BOX | WYARNO | WY | PRIMARY | 44.89 | -106.71
82190 | STANDARD | YELLOWSTONE NATIONAL PARK | WY | PRIMARY | 44.57 | -110.51
82244 | STANDARD | YODER | WY | PRIMARY | 41.91 | -104.29
83210 | STANDARD | ABERDEEN | ID | PRIMARY | 43.09 | -112.84
83311 | STANDARD | ALBION | ID | PRIMARY | 42.38 | -113.6
83312 | PO BOX | ALMO | ID | PRIMARY | 42.06 | -113.59
83211 | STANDARD | AMERICAN FALLS | ID | PRIMARY | 42.72 | -112.99
83212 | STANDARD | ARBON | ID | PRIMARY | 42.53 | -112.55
83213 | STANDARD | ARCO | ID | PRIMARY | 43.65 | -113.28
83214 | STANDARD | ARIMO | ID | PRIMARY | 42.54 | -112.28
83420 | STANDARD | ASHTON | ID | PRIMARY | 44.05 | -111.32
83217 | STANDARD | BANCROFT | ID | PRIMARY | 42.79 | -111.91
83602 | STANDARD | BANKS | ID | PRIMARY | 44.1 | -116.13
83218 | PO BOX | BASALT | ID | PRIMARY | 43.31 | -112.16
83313 | STANDARD | BELLEVUE | ID | PRIMARY | 43.39 | -114.24
83215 | STANDARD | ATOMIC CITY | ID | PRIMARY | 43.4 | -112.83
83221 | STANDARD | BLACKFOOT | ID | PRIMARY | 43.27 | -112.56
83314 | STANDARD | BLISS | ID | PRIMARY | 43.01 | -114.94
83223 | PO BOX | BLOOMINGTON | ID | PRIMARY | 42.17 | -111.42
83601 | PO BOX | ATLANTA | ID | PRIMARY | 43.8 | -115.15
83701 | PO BOX | BOISE | ID | PRIMARY | 43.62 | -116.32
83702 | STANDARD | BOISE | ID | PRIMARY | 43.71 | -116.18
83703 | STANDARD | BOISE | ID | PRIMARY | 43.71 | -116.25
83704 | STANDARD | BOISE | ID | PRIMARY | 43.63 | -116.28
83705 | STANDARD | BOISE | ID | PRIMARY | 43.56 | -116.21
83706 | STANDARD | BOISE | ID | PRIMARY | 43.59 | -116.19
83707 | PO BOX | BOISE | ID | PRIMARY | 43.66 | -116.16
83708 | STANDARD | BOISE | ID | PRIMARY | 43.61 | -116.21
83709 | STANDARD | BOISE | ID | PRIMARY | 43.54 | -116.29
83711 | PO BOX | BOISE | ID | PRIMARY | 43.65 | -116.27
83712 | STANDARD | BOISE | ID | PRIMARY | 43.6 | -116.12
83713 | STANDARD | BOISE | ID | PRIMARY | 43.63 | -116.32
83714 | STANDARD | GARDEN CITY | ID | PRIMARY | 43.64 | -116.26
83715 | PO BOX | BOISE | ID | PRIMARY | 43.56 | -116.21
83716 | STANDARD | BOISE | ID | PRIMARY | 43.54 | -115.92
83717 | PO BOX | BOISE | ID | PRIMARY | 43.61 | -116.2
83719 | PO BOX | BOISE | ID | PRIMARY | 43.54 | -116.28
83720 | UNIQUE | BOISE | ID | PRIMARY | 43.61 | -116.21
83722 | UNIQUE | BOISE | ID | PRIMARY | 43.61 | -116.21
83724 | UNIQUE | BOISE | ID | PRIMARY | 43.61 | -116.19
83725 | UNIQUE | BOISE | ID | PRIMARY | 43.6 | -116.2
83726 | UNIQUE | BOISE | ID | PRIMARY | 43.43 | -116
83728 | UNIQUE | BOISE | ID | PRIMARY | 43.61 | -116.2
83729 | UNIQUE | BOISE | ID | PRIMARY | 43.6 | -116.19
83731 | UNIQUE | BOISE | ID | PRIMARY | 43.74 | -116.2
83732 | UNIQUE | BOISE | ID | PRIMARY | 43.54 | -116.28
83735 | UNIQUE | BOISE | ID | PRIMARY | 43.61 | -116.19
83756 | UNIQUE | BOISE | ID | PRIMARY | 43.61 | -116.21
83799 | PO BOX | BOISE | ID | PRIMARY | 43.61 | -116.2
83604 | STANDARD | BRUNEAU | ID | PRIMARY | 42.57 | -115.85
83316 | STANDARD | BUHL | ID | PRIMARY | 42.6 | -114.84
83318 | STANDARD | BURLEY | ID | PRIMARY | 42.39 | -113.78
83605 | STANDARD | CALDWELL | ID | PRIMARY | 43.66 | -116.63
83606 | PO BOX | CALDWELL | ID | PRIMARY | 43.71 | -116.74
83607 | STANDARD | CALDWELL | ID | PRIMARY | 43.68 | -116.73
83610 | STANDARD | CAMBRIDGE | ID | PRIMARY | 44.62 | -116.7
83643 | STANDARD | MESA | ID | PRIMARY | 44.63 | -116.44
83320 | STANDARD | CAREY | ID | PRIMARY | 43.29 | -113.64
83462 | STANDARD | CARMEN | ID | PRIMARY | 45.36 | -113.82
83611 | STANDARD | CASCADE | ID | PRIMARY | 44.59 | -115.57
83321 | STANDARD | CASTLEFORD | ID | PRIMARY | 42.4 | -114.88
83226 | STANDARD | CHALLIS | ID | PRIMARY | 44.65 | -114.15
83229 | STANDARD | COBALT | ID | PRIMARY | 45.11 | -114.43
83421 | PO BOX | CHESTER | ID | PRIMARY | 43.99 | -111.54
83227 | STANDARD | CLAYTON | ID | PRIMARY | 44.16 | -114.49
83228 | STANDARD | CLIFTON | ID | PRIMARY | 42.18 | -112.03
83612 | STANDARD | COUNCIL | ID | PRIMARY | 44.89 | -116.54
83232 | STANDARD | DAYTON | ID | PRIMARY | 42.14 | -111.96
83323 | STANDARD | DECLO | ID | PRIMARY | 42.46 | -113.39
83615 | STANDARD | DONNELLY | ID | PRIMARY | 44.67 | -116
83234 | STANDARD | DOWNEY | ID | PRIMARY | 42.42 | -112.1
83422 | STANDARD | DRIGGS | ID | PRIMARY | 43.73 | -111.22
83423 | STANDARD | DUBOIS | ID | PRIMARY | 44.22 | -112.37
83446 | STANDARD | SPENCER | ID | PRIMARY | 44.39 | -112.22
83616 | STANDARD | EAGLE | ID | PRIMARY | 43.79 | -116.38
83325 | STANDARD | EDEN | ID | PRIMARY | 42.57 | -114.25
83235 | STANDARD | ELLIS | ID | PRIMARY | 44.65 | -113.99
83617 | STANDARD | EMMETT | ID | PRIMARY | 43.98 | -116.52
83322 | STANDARD | CORRAL | ID | PRIMARY | 43.35 | -114.98
83327 | STANDARD | FAIRFIELD | ID | PRIMARY | 43.41 | -114.78
83328 | STANDARD | FILER | ID | PRIMARY | 42.56 | -114.61
83236 | STANDARD | FIRTH | ID | PRIMARY | 43.22 | -111.99
83237 | STANDARD | FRANKLIN | ID | PRIMARY | 42.03 | -111.79
83619 | STANDARD | FRUITLAND | ID | PRIMARY | 43.96 | -116.91
83622 | STANDARD | GARDEN VALLEY | ID | PRIMARY | 44.08 | -115.85
83637 | STANDARD | LOWMAN | ID | PRIMARY | 44.14 | -115.32
83238 | STANDARD | GENEVA | ID | PRIMARY | 42.36 | -111.11
83239 | PO BOX | GEORGETOWN | ID | PRIMARY | 42.52 | -111.29
83463 | STANDARD | GIBBONSVILLE | ID | PRIMARY | 45.6 | -113.89
83623 | STANDARD | GLENNS FERRY | ID | PRIMARY | 43.09 | -115.37
83633 | STANDARD | KING HILL | ID | PRIMARY | 43.07 | -115.19
83330 | STANDARD | GOODING | ID | PRIMARY | 43.01 | -114.7
83337 | PO BOX | HILL CITY | ID | PRIMARY | 43.3 | -115.02
83241 | STANDARD | GRACE | ID | PRIMARY | 42.51 | -111.74
83283 | STANDARD | THATCHER | ID | PRIMARY | 42.35 | -111.64
83624 | STANDARD | GRAND VIEW | ID | PRIMARY | 42.91 | -116.12
83626 | STANDARD | GREENLEAF | ID | PRIMARY | 43.67 | -116.83
83332 | STANDARD | HAGERMAN | ID | PRIMARY | 42.81 | -114.91
83333 | STANDARD | HAILEY | ID | PRIMARY | 43.57 | -114.21
83348 | STANDARD | PICABO | ID | PRIMARY | 43.3 | -114.07
83425 | STANDARD | HAMER | ID | PRIMARY | 43.98 | -112.18
83627 | STANDARD | HAMMETT | ID | PRIMARY | 42.9 | -115.56
83334 | STANDARD | HANSEN | ID | PRIMARY | 42.45 | -114.26
83335 | STANDARD | HAZELTON | ID | PRIMARY | 42.58 | -114.07
83336 | STANDARD | HEYBURN | ID | PRIMARY | 42.56 | -113.81
83628 | STANDARD | HOMEDALE | ID | PRIMARY | 43.59 | -116.94
83629 | STANDARD | HORSESHOE BEND | ID | PRIMARY | 43.92 | -116.17
83670 | STANDARD | SWEET | ID | PRIMARY | 44.01 | -116.33
83244 | STANDARD | HOWE | ID | PRIMARY | 43.92 | -113.1
83630 | PO BOX | HUSTON | ID | PRIMARY | 43.59 | -116.78
83631 | STANDARD | IDAHO CITY | ID | PRIMARY | 43.89 | -115.76
83666 | STANDARD | PLACERVILLE | ID | PRIMARY | 43.94 | -115.99
83401 | STANDARD | IDAHO FALLS | ID | PRIMARY | 43.5 | -111.89
83402 | STANDARD | IDAHO FALLS | ID | PRIMARY | 43.52 | -112.27
83403 | PO BOX | IDAHO FALLS | ID | PRIMARY | 43.47 | -111.98
83404 | STANDARD | IDAHO FALLS | ID | PRIMARY | 43.42 | -112
83405 | PO BOX | IDAHO FALLS | ID | PRIMARY | 43.49 | -112.11
83406 | STANDARD | IDAHO FALLS | ID | PRIMARY | 43.43 | -111.89
83415 | UNIQUE | IDAHO FALLS | ID | PRIMARY | 43.49 | -112.03
83632 | STANDARD | INDIAN VALLEY | ID | PRIMARY | 44.54 | -116.41
83245 | STANDARD | INKOM | ID | PRIMARY | 42.82 | -112.23
83427 | STANDARD | IONA | ID | PRIMARY | 43.52 | -111.92
83428 | STANDARD | IRWIN | ID | PRIMARY | 43.33 | -111.17
83429 | STANDARD | ISLAND PARK | ID | PRIMARY | 44.51 | -111.35
83433 | PO BOX | MACKS INN | ID | PRIMARY | 44.49 | -111.33
83338 | STANDARD | JEROME | ID | PRIMARY | 42.75 | -114.36
83340 | STANDARD | KETCHUM | ID | PRIMARY | 43.77 | -114.62
83341 | STANDARD | KIMBERLY | ID | PRIMARY | 42.42 | -114.38
83634 | STANDARD | KUNA | ID | PRIMARY | 43.43 | -116.32
83246 | STANDARD | LAVA HOT SPRINGS | ID | PRIMARY | 42.61 | -112.04
83464 | STANDARD | LEADORE | ID | PRIMARY | 44.49 | -113.36
83465 | PO BOX | LEMHI | ID | PRIMARY | 44.81 | -113.66
83431 | STANDARD | LEWISVILLE | ID | PRIMARY | 43.68 | -112.03
83635 | PO BOX | LAKE FORK | ID | PRIMARY | 44.91 | -116.09
83638 | STANDARD | MCCALL | ID | PRIMARY | 44.88 | -115.77
83671 | PO BOX | WARREN | ID | PRIMARY | 45.29 | -115.59
83250 | STANDARD | MCCAMMON | ID | PRIMARY | 42.68 | -112.2
83251 | STANDARD | MACKAY | ID | PRIMARY | 43.95 | -113.84
83243 | STANDARD | HOLBROOK | ID | PRIMARY | 42.2 | -112.67
83252 | STANDARD | MALAD CITY | ID | PRIMARY | 42.24 | -112.3
83342 | STANDARD | MALTA | ID | PRIMARY | 42.22 | -113.29
83639 | STANDARD | MARSING | ID | PRIMARY | 43.48 | -116.84
83253 | STANDARD | MAY | ID | PRIMARY | 44.48 | -113.76
83641 | STANDARD | MELBA | ID | PRIMARY | 43.36 | -116.55
83434 | STANDARD | MENAN | ID | PRIMARY | 43.75 | -112
83642 | STANDARD | MERIDIAN | ID | PRIMARY | 43.59 | -116.42
83646 | STANDARD | MERIDIAN | ID | PRIMARY | 43.65 | -116.43
83680 | PO BOX | MERIDIAN | ID | PRIMARY | 43.61 | -116.4
83644 | STANDARD | MIDDLETON | ID | PRIMARY | 43.74 | -116.58
83645 | STANDARD | MIDVALE | ID | PRIMARY | 44.38 | -116.58
83435 | STANDARD | MONTEVIEW | ID | PRIMARY | 43.94 | -112.56
83220 | STANDARD | BERN | ID | PRIMARY | 42.36 | -111.37
83254 | STANDARD | MONTPELIER | ID | PRIMARY | 42.28 | -111.33
83255 | STANDARD | MOORE | ID | PRIMARY | 43.68 | -113.59
83256 | PO BOX | MORELAND | ID | PRIMARY | 43.22 | -112.44
83647 | STANDARD | MOUNTAIN HOME | ID | PRIMARY | 43.36 | -115.52
83648 | STANDARD | MOUNTAIN HOME A F B | ID | PRIMARY | 43.05 | -115.86
83650 | STANDARD | MURPHY | ID | PRIMARY | 43.08 | -116.52
83344 | STANDARD | MURTAUGH | ID | PRIMARY | 42.41 | -114.12
83651 | STANDARD | NAMPA | ID | PRIMARY | 43.6 | -116.61
83652 | PO BOX | NAMPA | ID | PRIMARY | 43.7 | -116.62
83653 | PO BOX | NAMPA | ID | PRIMARY | 43.63 | -116.49
83686 | STANDARD | NAMPA | ID | PRIMARY | 43.49 | -116.61
83687 | STANDARD | NAMPA | ID | PRIMARY | 43.6 | -116.54
83436 | STANDARD | NEWDALE | ID | PRIMARY | 43.86 | -111.42
83654 | STANDARD | NEW MEADOWS | ID | PRIMARY | 45.06 | -116.37
83636 | PO BOX | LETHA | ID | PRIMARY | 43.91 | -116.66
83655 | STANDARD | NEW PLYMOUTH | ID | PRIMARY | 43.94 | -116.8
83466 | STANDARD | NORTH FORK | ID | PRIMARY | 45.49 | -114.06
83469 | STANDARD | SHOUP | ID | PRIMARY | 45.22 | -114.41
83656 | PO BOX | NOTUS | ID | PRIMARY | 43.72 | -116.8
83346 | STANDARD | OAKLEY | ID | PRIMARY | 42.18 | -113.86
83657 | STANDARD | OLA | ID | PRIMARY | 44.27 | -116.31
83233 | PO BOX | DINGLE | ID | PRIMARY | 42.23 | -111.27
83261 | PO BOX | PARIS | ID | PRIMARY | 42.22 | -111.43
83438 | PO BOX | PARKER | ID | PRIMARY | 43.95 | -111.76
83660 | STANDARD | PARMA | ID | PRIMARY | 43.8 | -116.91
83347 | STANDARD | PAUL | ID | PRIMARY | 42.73 | -113.89
83661 | STANDARD | PAYETTE | ID | PRIMARY | 44.06 | -116.7
83262 | STANDARD | PINGREE | ID | PRIMARY | 43.12 | -112.6
83277 | STANDARD | SPRINGFIELD | ID | PRIMARY | 43.07 | -112.67
83201 | STANDARD | POCATELLO | ID | PRIMARY | 42.9 | -112.39
83202 | STANDARD | POCATELLO | ID | PRIMARY | 42.97 | -112.36
83203 | PO BOX | FORT HALL | ID | PRIMARY | 43.04 | -112.53
83204 | STANDARD | POCATELLO | ID | PRIMARY | 42.73 | -112.52
83205 | PO BOX | POCATELLO | ID | PRIMARY | 42.84 | -112.46
83206 | PO BOX | POCATELLO | ID | PRIMARY | 42.86 | -112.45
83209 | UNIQUE | POCATELLO | ID | PRIMARY | 42.87 | -112.46
83263 | STANDARD | PRESTON | ID | PRIMARY | 42.2 | -111.74
83440 | STANDARD | REXBURG | ID | PRIMARY | 43.78 | -111.76
83441 | UNIQUE | REXBURG | ID | PRIMARY | 43.76 | -111.61
83460 | UNIQUE | REXBURG | ID | PRIMARY | 43.81 | -111.78
83349 | STANDARD | RICHFIELD | ID | PRIMARY | 43.07 | -114.17
83442 | STANDARD | RIGBY | ID | PRIMARY | 43.69 | -111.87
83443 | STANDARD | RIRIE | ID | PRIMARY | 43.49 | -111.58
83444 | STANDARD | ROBERTS | ID | PRIMARY | 43.73 | -112.26
83271 | STANDARD | ROCKLAND | ID | PRIMARY | 42.5 | -112.85
83343 | PO BOX | MINIDOKA | ID | PRIMARY | 42.75 | -113.48
83350 | STANDARD | RUPERT | ID | PRIMARY | 42.7 | -113.62
83445 | STANDARD | SAINT ANTHONY | ID | PRIMARY | 43.98 | -111.79
83272 | STANDARD | SAINT CHARLES | ID | PRIMARY | 42.14 | -111.47
83287 | STANDARD | FISH HAVEN | ID | PRIMARY | 42.05 | -111.44
83467 | STANDARD | SALMON | ID | PRIMARY | 45 | -113.86
83274 | STANDARD | SHELLEY | ID | PRIMARY | 43.34 | -112.07
83324 | STANDARD | DIETRICH | ID | PRIMARY | 42.87 | -114.24
83352 | STANDARD | SHOSHONE | ID | PRIMARY | 43.11 | -114.4
83230 | STANDARD | CONDA | ID | PRIMARY | 42.73 | -111.53
83276 | STANDARD | SODA SPRINGS | ID | PRIMARY | 42.75 | -111.53
83285 | STANDARD | WAYAN | ID | PRIMARY | 42.9 | -111.28
83278 | STANDARD | STANLEY | ID | PRIMARY | 44.26 | -114.97
83669 | STANDARD | STAR | ID | PRIMARY | 43.72 | -116.49
83448 | STANDARD | SUGAR CITY | ID | PRIMARY | 43.85 | -111.69
83353 | PO BOX | SUN VALLEY | ID | PRIMARY | 43.69 | -114.34
83354 | PO BOX | SUN VALLEY | ID | PRIMARY | 43.67 | -114.33
83281 | PO BOX | SWANLAKE | ID | PRIMARY | 42.32 | -111.97
83449 | STANDARD | SWAN VALLEY | ID | PRIMARY | 43.4 | -111.31
83468 | PO BOX | TENDOY | ID | PRIMARY | 44.94 | -113.64
83450 | STANDARD | TERRETON | ID | PRIMARY | 43.86 | -112.38
83451 | STANDARD | TETON | ID | PRIMARY | 43.88 | -111.64
83424 | STANDARD | FELT | ID | PRIMARY | 43.88 | -111.21
83452 | STANDARD | TETONIA | ID | PRIMARY | 43.85 | -111.11
83301 | STANDARD | TWIN FALLS | ID | PRIMARY | 42.41 | -114.59
83302 | STANDARD | ROGERSON | ID | PRIMARY | 42.11 | -114.95
83303 | PO BOX | TWIN FALLS | ID | PRIMARY | 42.56 | -114.46
83454 | PO BOX | UCON | ID | PRIMARY | 43.59 | -111.96
83455 | STANDARD | VICTOR | ID | PRIMARY | 43.65 | -111.22
83672 | STANDARD | WEISER | ID | PRIMARY | 44.47 | -116.91
83355 | STANDARD | WENDELL | ID | PRIMARY | 42.74 | -114.73
83286 | STANDARD | WESTON | ID | PRIMARY | 42.05 | -112
83676 | STANDARD | WILDER | ID | PRIMARY | 43.65 | -116.93
83677 | STANDARD | YELLOW PINE | ID | PRIMARY | 45.02 | -115.52
84001 | STANDARD | ALTAMONT | UT | PRIMARY | 40.43 | -110.25
84002 | STANDARD | ALTONAH | UT | PRIMARY | 40.47 | -110.32
84003 | STANDARD | AMERICAN FORK | UT | PRIMARY | 40.39 | -111.78
84004 | STANDARD | ALPINE | UT | PRIMARY | 40.5 | -111.7
84711 | PO BOX | ANNABELLA | UT | PRIMARY | 38.71 | -112.06
84620 | PO BOX | AURORA | UT | PRIMARY | 38.91 | -111.93
84301 | PO BOX | BEAR RIVER CITY | UT | PRIMARY | 41.61 | -112.12
84713 | STANDARD | BEAVER | UT | PRIMARY | 38.38 | -112.66
84731 | STANDARD | GREENVILLE | UT | PRIMARY | 38.22 | -112.8
84715 | PO BOX | BICKNELL | UT | PRIMARY | 38.33 | -111.55
84775 | STANDARD | TORREY | UT | PRIMARY | 38.33 | -111.06
84006 | STANDARD | BINGHAM CANYON | UT | PRIMARY | 40.59 | -112.1
84511 | STANDARD | BLANDING | UT | PRIMARY | 37.55 | -109.48
84533 | STANDARD | LAKE POWELL | UT | PRIMARY | 37.57 | -110.32
84007 | STANDARD | BLUEBELL | UT | PRIMARY | 40.33 | -110.2
84512 | PO BOX | BLUFF | UT | PRIMARY | 37.14 | -109.52
84531 | PO BOX | MEXICAN HAT | UT | PRIMARY | 37.3 | -110.02
84536 | PO BOX | MONUMENT VALLEY | UT | PRIMARY | 37.08 | -110.25
84010 | STANDARD | BOUNTIFUL | UT | PRIMARY | 40.88 | -111.82
84011 | PO BOX | BOUNTIFUL | UT | PRIMARY | 40.87 | -111.86
84054 | STANDARD | NORTH SALT LAKE | UT | PRIMARY | 40.84 | -111.9
84087 | STANDARD | WOODS CROSS | UT | PRIMARY | 40.89 | -111.93
84302 | STANDARD | BRIGHAM CITY | UT | PRIMARY | 41.51 | -112.04
84304 | STANDARD | CACHE JUNCTION | UT | PRIMARY | 41.82 | -111.99
84309 | STANDARD | DEWEYVILLE | UT | PRIMARY | 41.72 | -112.08
84324 | STANDARD | MANTUA | UT | PRIMARY | 41.48 | -111.94
84513 | STANDARD | CASTLE DALE | UT | PRIMARY | 39.2 | -110.92
84720 | STANDARD | CEDAR CITY | UT | PRIMARY | 37.81 | -113.22
84721 | STANDARD | CEDAR CITY | UT | PRIMARY | 37.66 | -113.19
84722 | STANDARD | CENTRAL | UT | PRIMARY | 37.39 | -113.63
84742 | PO BOX | KANARRAVILLE | UT | PRIMARY | 37.53 | -113.17
84781 | STANDARD | PINE VALLEY | UT | PRIMARY | 37.47 | -113.51
84013 | STANDARD | CEDAR VALLEY | UT | PRIMARY | 40.33 | -112.11
84014 | STANDARD | CENTERVILLE | UT | PRIMARY | 40.93 | -111.88
84723 | PO BOX | CIRCLEVILLE | UT | PRIMARY | 38.18 | -112.22
84305 | PO BOX | CLARKSTON | UT | PRIMARY | 41.92 | -112.06
84516 | PO BOX | CLAWSON | UT | PRIMARY | 39.04 | -110.98
84015 | STANDARD | CLEARFIELD | UT | PRIMARY | 41.11 | -112.05
84016 | PO BOX | CLEARFIELD | UT | PRIMARY | 41.1 | -112.02
84056 | STANDARD | HILL AFB | UT | PRIMARY | 41.12 | -111.98
84075 | STANDARD | SYRACUSE | UT | PRIMARY | 41.05 | -112.06
84089 | PO BOX | CLEARFIELD | UT | PRIMARY | 41.11 | -112.02
84518 | PO BOX | CLEVELAND | UT | PRIMARY | 39.4 | -110.91
84017 | STANDARD | COALVILLE | UT | PRIMARY | 40.88 | -111.31
84024 | PO BOX | ECHO | UT | PRIMARY | 41 | -111.44
84307 | STANDARD | CORINNE | UT | PRIMARY | 41.46 | -112.47
84624 | STANDARD | DELTA | UT | PRIMARY | 39.29 | -112.56
84638 | PO BOX | LEAMINGTON | UT | PRIMARY | 39.51 | -112.26
84640 | PO BOX | LYNNDYL | UT | PRIMARY | 39.5 | -112.48
84020 | STANDARD | DRAPER | UT | PRIMARY | 40.49 | -111.84
84021 | STANDARD | DUCHESNE | UT | PRIMARY | 40.1 | -110.49
84027 | PO BOX | FRUITLAND | UT | PRIMARY | 40.15 | -110.98
84051 | STANDARD | MOUNTAIN HOME | UT | PRIMARY | 40.41 | -110.4
84073 | STANDARD | TALMAGE | UT | PRIMARY | 40.39 | -110.43
84022 | STANDARD | DUGWAY | UT | PRIMARY | 40.32 | -112.79
84023 | STANDARD | DUTCH JOHN | UT | PRIMARY | 40.91 | -109.34
84520 | STANDARD | EAST CARBON | UT | PRIMARY | 39.51 | -110.45
84310 | STANDARD | EDEN | UT | PRIMARY | 41.33 | -111.79
84626 | PO BOX | ELBERTA | UT | PRIMARY | 39.97 | -111.98
84521 | STANDARD | ELMO | UT | PRIMARY | 39.28 | -110.67
84724 | STANDARD | ELSINORE | UT | PRIMARY | 38.68 | -112.14
84522 | PO BOX | EMERY | UT | PRIMARY | 38.9 | -110.95
84725 | PO BOX | ENTERPRISE | UT | PRIMARY | 37.52 | -113.75
84627 | STANDARD | EPHRAIM | UT | PRIMARY | 39.35 | -111.57
84716 | PO BOX | BOULDER | UT | PRIMARY | 37.92 | -111.48
84726 | PO BOX | ESCALANTE | UT | PRIMARY | 37.77 | -111.6
84628 | PO BOX | EUREKA | UT | PRIMARY | 39.95 | -112.17
84629 | STANDARD | FAIRVIEW | UT | PRIMARY | 39.78 | -111.44
84025 | STANDARD | FARMINGTON | UT | PRIMARY | 40.99 | -111.86
84523 | PO BOX | FERRON | UT | PRIMARY | 39.1 | -111.16
84311 | STANDARD | FIELDING | UT | PRIMARY | 41.82 | -112.1
84631 | STANDARD | FILLMORE | UT | PRIMARY | 39.01 | -112.27
84636 | PO BOX | HOLDEN | UT | PRIMARY | 39.07 | -112.31
84656 | PO BOX | SCIPIO | UT | PRIMARY | 39.18 | -112.05
84026 | STANDARD | FORT DUCHESNE | UT | PRIMARY | 40.29 | -109.8
84063 | STANDARD | RANDLETT | UT | PRIMARY | 40.18 | -109.71
84076 | STANDARD | TRIDELL | UT | PRIMARY | 40.44 | -109.84
84632 | PO BOX | FOUNTAIN GREEN | UT | PRIMARY | 39.64 | -111.61
84028 | STANDARD | GARDEN CITY | UT | PRIMARY | 41.91 | -111.25
84306 | STANDARD | COLLINSTON | UT | PRIMARY | 41.79 | -112.06
84312 | STANDARD | GARLAND | UT | PRIMARY | 41.79 | -112.17
84331 | STANDARD | PORTAGE | UT | PRIMARY | 41.89 | -112.38
84728 | STANDARD | GARRISON | UT | PRIMARY | 39.06 | -113.83
84710 | PO BOX | ALTON | UT | PRIMARY | 37.46 | -112.5
84729 | PO BOX | GLENDALE | UT | PRIMARY | 37.38 | -112.58
84633 | PO BOX | GOSHEN | UT | PRIMARY | 39.93 | -111.88
84029 | STANDARD | GRANTSVILLE | UT | PRIMARY | 40.67 | -112.76
84515 | STANDARD | CISCO | UT | PRIMARY | 38.97 | -109.31
84525 | STANDARD | GREEN RIVER | UT | PRIMARY | 38.98 | -110.65
84540 | STANDARD | THOMPSON | UT | PRIMARY | 39.18 | -109.49
84621 | STANDARD | AXTELL | UT | PRIMARY | 39.08 | -111.84
84622 | PO BOX | CENTERFIELD | UT | PRIMARY | 39.1 | -111.79
84630 | STANDARD | FAYETTE | UT | PRIMARY | 39.29 | -111.8
84634 | PO BOX | GUNNISON | UT | PRIMARY | 39.22 | -111.75
84734 | PO BOX | HANKSVILLE | UT | PRIMARY | 38.27 | -110.75
84735 | PO BOX | HATCH | UT | PRIMARY | 37.6 | -112.47
84762 | PO BOX | DUCK CREEK VILLAGE | UT | PRIMARY | 37.4 | -112.63
84032 | STANDARD | HEBER CITY | UT | PRIMARY | 40.43 | -111.19
84526 | STANDARD | HELPER | UT | PRIMARY | 39.67 | -111.01
84529 | STANDARD | KENILWORTH | UT | PRIMARY | 39.69 | -110.8
84033 | PO BOX | HENEFER | UT | PRIMARY | 40.97 | -111.51
84736 | PO BOX | HENRIEVILLE | UT | PRIMARY | 37.64 | -111.92
84635 | STANDARD | HINCKLEY | UT | PRIMARY | 39.37 | -112.73
84314 | STANDARD | HONEYVILLE | UT | PRIMARY | 41.64 | -112.09
84315 | STANDARD | HOOPER | UT | PRIMARY | 41.15 | -112.14
84528 | STANDARD | HUNTINGTON | UT | PRIMARY | 39.41 | -111
84317 | STANDARD | HUNTSVILLE | UT | PRIMARY | 41.28 | -111.69
84737 | STANDARD | HURRICANE | UT | PRIMARY | 37.13 | -112.97
84746 | PO BOX | LEEDS | UT | PRIMARY | 37.23 | -113.36
84784 | PO BOX | HILDALE | UT | PRIMARY | 37 | -112.96
84318 | STANDARD | HYDE PARK | UT | PRIMARY | 41.8 | -111.8
84319 | STANDARD | HYRUM | UT | PRIMARY | 41.6 | -111.72
84035 | STANDARD | JENSEN | UT | PRIMARY | 40.47 | -109.26
84712 | STANDARD | ANTIMONY | UT | PRIMARY | 38.09 | -112
84740 | PO BOX | JUNCTION | UT | PRIMARY | 38.23 | -112.26
84743 | PO BOX | KINGSTON | UT | PRIMARY | 38.23 | -112.19
84036 | STANDARD | KAMAS | UT | PRIMARY | 40.62 | -111.15
84061 | STANDARD | PEOA | UT | PRIMARY | 40.74 | -111.36
84741 | STANDARD | KANAB | UT | PRIMARY | 37.27 | -112.23
84637 | PO BOX | KANOSH | UT | PRIMARY | 38.81 | -112.42
84037 | STANDARD | KAYSVILLE | UT | PRIMARY | 41.02 | -111.92
84038 | STANDARD | LAKETOWN | UT | PRIMARY | 41.81 | -111.37
84039 | STANDARD | LAPOINT | UT | PRIMARY | 40.39 | -109.84
84530 | PO BOX | LA SAL | UT | PRIMARY | 38.23 | -109.17
84745 | STANDARD | LA VERKIN | UT | PRIMARY | 37.27 | -113.19
84040 | STANDARD | LAYTON | UT | PRIMARY | 41.08 | -111.9
84041 | STANDARD | LAYTON | UT | PRIMARY | 41.07 | -111.98
84005 | STANDARD | EAGLE MOUNTAIN | UT | PRIMARY | 40.37 | -112.02
84043 | STANDARD | LEHI | UT | PRIMARY | 40.32 | -111.96
84045 | STANDARD | SARATOGA SPRINGS | UT | PRIMARY | 40.28 | -111.88
84639 | PO BOX | LEVAN | UT | PRIMARY | 39.52 | -111.88
84308 | STANDARD | CORNISH | UT | PRIMARY | 41.96 | -112
84320 | STANDARD | LEWISTON | UT | PRIMARY | 41.95 | -111.86
84747 | STANDARD | LOA | UT | PRIMARY | 38.4 | -111.58
84321 | STANDARD | LOGAN | UT | PRIMARY | 41.7 | -111.87
84322 | UNIQUE | LOGAN | UT | PRIMARY | 41.74 | -111.8
84323 | PO BOX | LOGAN | UT | PRIMARY | 41.68 | -111.64
84341 | STANDARD | LOGAN | UT | PRIMARY | 41.85 | -111.7
84749 | PO BOX | LYMAN | UT | PRIMARY | 38.37 | -111.6
84044 | STANDARD | MAGNA | UT | PRIMARY | 40.7 | -112.08
84046 | STANDARD | MANILA | UT | PRIMARY | 40.94 | -109.79
84642 | STANDARD | MANTI | UT | PRIMARY | 39.25 | -111.52
84665 | PO BOX | STERLING | UT | PRIMARY | 39.19 | -111.68
84750 | PO BOX | MARYSVALE | UT | PRIMARY | 38.41 | -112.24
84643 | PO BOX | MAYFIELD | UT | PRIMARY | 39.1 | -111.71
84644 | PO BOX | MEADOW | UT | PRIMARY | 38.88 | -112.4
84325 | STANDARD | MENDON | UT | PRIMARY | 41.71 | -111.98
84047 | STANDARD | MIDVALE | UT | PRIMARY | 40.6 | -111.88
84049 | STANDARD | MIDWAY | UT | PRIMARY | 40.5 | -111.52
84751 | STANDARD | MILFORD | UT | PRIMARY | 38.36 | -113.11
84326 | PO BOX | MILLVILLE | UT | PRIMARY | 41.68 | -111.82
84752 | PO BOX | MINERSVILLE | UT | PRIMARY | 38.21 | -112.93
84532 | STANDARD | MOAB | UT | PRIMARY | 38.45 | -109.6
84645 | STANDARD | MONA | UT | PRIMARY | 39.85 | -111.84
84739 | STANDARD | JOSEPH | UT | PRIMARY | 38.62 | -112.33
84754 | STANDARD | MONROE | UT | PRIMARY | 38.63 | -111.75
84766 | STANDARD | SEVIER | UT | PRIMARY | 38.55 | -112.35
84510 | PO BOX | ANETH | UT | PRIMARY | 37.2 | -109.29
84534 | PO BOX | MONTEZUMA CREEK | UT | PRIMARY | 37.21 | -109.19
84535 | STANDARD | MONTICELLO | UT | PRIMARY | 37.98 | -109.29
84018 | STANDARD | CROYDON | UT | PRIMARY | 41.13 | -111.54
84050 | STANDARD | MORGAN | UT | PRIMARY | 41.01 | -111.67
84623 | STANDARD | CHESTER | UT | PRIMARY | 39.45 | -111.57
84646 | PO BOX | MORONI | UT | PRIMARY | 39.54 | -111.61
84667 | STANDARD | WALES | UT | PRIMARY | 39.44 | -111.67
84647 | STANDARD | MOUNT PLEASANT | UT | PRIMARY | 39.55 | -111.39
84052 | STANDARD | MYTON | UT | PRIMARY | 40.17 | -110.02
84053 | STANDARD | NEOLA | UT | PRIMARY | 40.41 | -109.99
84648 | STANDARD | NEPHI | UT | PRIMARY | 39.68 | -111.83
84714 | STANDARD | BERYL | UT | PRIMARY | 37.87 | -113.66
84753 | STANDARD | MODENA | UT | PRIMARY | 37.87 | -113.86
84756 | PO BOX | NEWCASTLE | UT | PRIMARY | 37.82 | -113.72
84757 | STANDARD | NEW HARMONY | UT | PRIMARY | 37.38 | -113.32
84327 | PO BOX | NEWTON | UT | PRIMARY | 41.87 | -111.99
84649 | PO BOX | OAK CITY | UT | PRIMARY | 39.37 | -112.28
84055 | STANDARD | OAKLEY | UT | PRIMARY | 40.81 | -111.11
84201 | UNIQUE | OGDEN | UT | PRIMARY | 41.24 | -111.99
84244 | UNIQUE | OGDEN | UT | PRIMARY | 41.26 | -111.96
84401 | STANDARD | OGDEN | UT | PRIMARY | 41.21 | -111.97
84402 | PO BOX | OGDEN | UT | PRIMARY | 41.22 | -112.02
84403 | STANDARD | OGDEN | UT | PRIMARY | 41.18 | -111.91
84404 | STANDARD | OGDEN | UT | PRIMARY | 41.24 | -112.13
84405 | STANDARD | OGDEN | UT | PRIMARY | 41.15 | -111.98
84407 | UNIQUE | OGDEN | UT | PRIMARY | 41.24 | -111.96
84408 | UNIQUE | OGDEN | UT | PRIMARY | 41.19 | -111.94
84409 | PO BOX | OGDEN | UT | PRIMARY | 41.19 | -111.94
84412 | PO BOX | OGDEN | UT | PRIMARY | 41.3 | -111.94
84414 | STANDARD | OGDEN | UT | PRIMARY | 41.31 | -111.96
84415 | PO BOX | OGDEN | UT | PRIMARY | 41.22 | -111.97
84537 | PO BOX | ORANGEVILLE | UT | PRIMARY | 39.44 | -111.14
84755 | PO BOX | MOUNT CARMEL | UT | PRIMARY | 37.24 | -112.77
84758 | PO BOX | ORDERVILLE | UT | PRIMARY | 37.28 | -112.71
84057 | STANDARD | OREM | UT | PRIMARY | 40.31 | -111.71
84058 | STANDARD | OREM | UT | PRIMARY | 40.29 | -111.72
84059 | PO BOX | OREM | UT | PRIMARY | 40.31 | -111.72
84097 | STANDARD | OREM | UT | PRIMARY | 40.29 | -111.67
84759 | STANDARD | PANGUITCH | UT | PRIMARY | 37.86 | -112.34
84764 | PO BOX | BRYCE | UT | PRIMARY | 37.63 | -112.2
84328 | STANDARD | PARADISE | UT | PRIMARY | 41.48 | -111.77
84060 | STANDARD | PARK CITY | UT | PRIMARY | 40.64 | -111.49
84068 | PO BOX | PARK CITY | UT | PRIMARY | 40.66 | -111.5
84098 | STANDARD | PARK CITY | UT | PRIMARY | 40.71 | -111.55
84329 | STANDARD | PARK VALLEY | UT | PRIMARY | 41.74 | -113.44
84719 | PO BOX | BRIAN HEAD | UT | PRIMARY | 37.64 | -112.8
84760 | PO BOX | PARAGONAH | UT | PRIMARY | 37.93 | -112.64
84761 | PO BOX | PAROWAN | UT | PRIMARY | 37.91 | -112.85
84772 | PO BOX | SUMMIT | UT | PRIMARY | 37.77 | -112.93
84651 | STANDARD | PAYSON | UT | PRIMARY | 40.01 | -111.73
84042 | STANDARD | LINDON | UT | PRIMARY | 40.32 | -111.74
84062 | STANDARD | PLEASANT GROVE | UT | PRIMARY | 40.46 | -111.63
84330 | PO BOX | PLYMOUTH | UT | PRIMARY | 41.91 | -112.12
84501 | STANDARD | PRICE | UT | PRIMARY | 39.57 | -110.8
84332 | STANDARD | PROVIDENCE | UT | PRIMARY | 41.69 | -111.81
84601 | STANDARD | PROVO | UT | PRIMARY | 40.22 | -111.69
84602 | STANDARD | PROVO | UT | PRIMARY | 40.22 | -111.69
84603 | PO BOX | PROVO | UT | PRIMARY | 40.22 | -111.69
84604 | STANDARD | PROVO | UT | PRIMARY | 40.33 | -111.57
84605 | PO BOX | PROVO | UT | PRIMARY | 40.22 | -111.67
84606 | STANDARD | PROVO | UT | PRIMARY | 40.21 | -111.61
84064 | STANDARD | RANDOLPH | UT | PRIMARY | 41.65 | -111.21
84652 | PO BOX | REDMOND | UT | PRIMARY | 39 | -111.88
84657 | PO BOX | SIGURD | UT | PRIMARY | 38.8 | -111.88
84701 | STANDARD | RICHFIELD | UT | PRIMARY | 38.75 | -112.1
84730 | PO BOX | GLENWOOD | UT | PRIMARY | 38.76 | -111.97
84732 | STANDARD | GREENWICH | UT | PRIMARY | 38.45 | -111.9
84744 | PO BOX | KOOSHAREM | UT | PRIMARY | 38.51 | -111.87
84333 | STANDARD | RICHMOND | UT | PRIMARY | 41.9 | -111.81
84334 | PO BOX | RIVERSIDE | UT | PRIMARY | 41.78 | -112.15
84065 | STANDARD | RIVERTON | UT | PRIMARY | 40.47 | -112
84095 | STANDARD | SOUTH JORDAN | UT | PRIMARY | 40.55 | -111.96
84096 | STANDARD | HERRIMAN | UT | PRIMARY | 40.48 | -112.07
84066 | STANDARD | ROOSEVELT | UT | PRIMARY | 40.28 | -110
84067 | STANDARD | ROY | UT | PRIMARY | 41.17 | -112.04
84069 | STANDARD | RUSH VALLEY | UT | PRIMARY | 40.34 | -112.48
84653 | STANDARD | SALEM | UT | PRIMARY | 40.02 | -111.64
84654 | STANDARD | SALINA | UT | PRIMARY | 38.95 | -111.83
84101 | STANDARD | SALT LAKE CITY | UT | PRIMARY | 40.75 | -111.9
84102 | STANDARD | SALT LAKE CITY | UT | PRIMARY | 40.75 | -111.86
84103 | STANDARD | SALT LAKE CITY | UT | PRIMARY | 40.79 | -111.82
84104 | STANDARD | SALT LAKE CITY | UT | PRIMARY | 40.74 | -111.98
84105 | STANDARD | SALT LAKE CITY | UT | PRIMARY | 40.73 | -111.85
84106 | STANDARD | SALT LAKE CITY | UT | PRIMARY | 40.7 | -111.85
84107 | STANDARD | SALT LAKE CITY | UT | PRIMARY | 40.65 | -111.88
84108 | STANDARD | SALT LAKE CITY | UT | PRIMARY | 40.78 | -111.73
84109 | STANDARD | SALT LAKE CITY | UT | PRIMARY | 40.7 | -111.71
84110 | PO BOX | SALT LAKE CITY | UT | PRIMARY | 40.75 | -111.9
84111 | STANDARD | SALT LAKE CITY | UT | PRIMARY | 40.75 | -111.88
84112 | STANDARD | SALT LAKE CITY | UT | PRIMARY | 40.76 | -111.84
84113 | STANDARD | SALT LAKE CITY | UT | PRIMARY | 40.76 | -111.83
84114 | STANDARD | SALT LAKE CITY | UT | PRIMARY | 40.77 | -111.89
84115 | STANDARD | SALT LAKE CITY | UT | PRIMARY | 40.71 | -111.89
84116 | STANDARD | SALT LAKE CITY | UT | PRIMARY | 40.81 | -111.94
84117 | STANDARD | SALT LAKE CITY | UT | PRIMARY | 40.65 | -111.83
84118 | STANDARD | SALT LAKE CITY | UT | PRIMARY | 40.65 | -112.01
84119 | STANDARD | SALT LAKE CITY | UT | PRIMARY | 40.7 | -111.94
84120 | STANDARD | SALT LAKE CITY | UT | PRIMARY | 40.69 | -111.99
84121 | STANDARD | SALT LAKE CITY | UT | PRIMARY | 40.62 | -111.71
84122 | PO BOX | SALT LAKE CITY | UT | PRIMARY | 40.79 | -111.96
84123 | STANDARD | SALT LAKE CITY | UT | PRIMARY | 40.65 | -111.92
84124 | STANDARD | SALT LAKE CITY | UT | PRIMARY | 40.67 | -111.79
84125 | PO BOX | SALT LAKE CITY | UT | PRIMARY | 40.7 | -111.94
84126 | PO BOX | SALT LAKE CITY | UT | PRIMARY | 40.7 | -111.94
84127 | PO BOX | SALT LAKE CITY | UT | PRIMARY | 40.7 | -111.94
84128 | STANDARD | SALT LAKE CITY | UT | PRIMARY | 40.7 | -112.05
84129 | STANDARD | SALT LAKE CITY | UT | PRIMARY | 40.66 | -111.93
84130 | PO BOX | SALT LAKE CITY | UT | PRIMARY | 40.7 | -111.94
84131 | PO BOX | SALT LAKE CITY | UT | PRIMARY | 40.7 | -111.94
84132 | UNIQUE | SALT LAKE CITY | UT | PRIMARY | 40.76 | -111.84
84133 | STANDARD | SALT LAKE CITY | UT | PRIMARY | 40.76 | -111.89
84134 | UNIQUE | SALT LAKE CITY | UT | PRIMARY | 40.77 | -111.94
84136 | UNIQUE | SALT LAKE CITY | UT | PRIMARY | 40.76 | -111.88
84138 | STANDARD | SALT LAKE CITY | UT | PRIMARY | 40.75 | -111.88
84139 | UNIQUE | SALT LAKE CITY | UT | PRIMARY | 40.76 | -111.88
84141 | UNIQUE | SALT LAKE CITY | UT | PRIMARY | 40.66 | -111.86
84143 | UNIQUE | SALT LAKE CITY | UT | PRIMARY | 40.77 | -111.88
84145 | PO BOX | SALT LAKE CITY | UT | PRIMARY | 40.75 | -111.9
84147 | PO BOX | SALT LAKE CITY | UT | PRIMARY | 40.75 | -111.88
84148 | UNIQUE | SALT LAKE CITY | UT | PRIMARY | 40.75 | -111.83
84150 | UNIQUE | SALT LAKE CITY | UT | PRIMARY | 40.77 | -111.88
84151 | PO BOX | SALT LAKE CITY | UT | PRIMARY | 40.78 | -111.94
84152 | PO BOX | SALT LAKE CITY | UT | PRIMARY | 40.72 | -111.86
84157 | PO BOX | SALT LAKE CITY | UT | PRIMARY | 40.65 | -111.88
84158 | PO BOX | SALT LAKE CITY | UT | PRIMARY | 40.73 | -111.81
84165 | PO BOX | SALT LAKE CITY | UT | PRIMARY | 40.71 | -111.89
84170 | PO BOX | SALT LAKE CITY | UT | PRIMARY | 40.69 | -112.01
84171 | PO BOX | SALT LAKE CITY | UT | PRIMARY | 40.62 | -111.8
84180 | STANDARD | SALT LAKE CITY | UT | PRIMARY | 40.77 | -111.9
84184 | UNIQUE | SALT LAKE CITY | UT | PRIMARY | 40.67 | -111.95
84189 | UNIQUE | SALT LAKE CITY | UT | PRIMARY | 40.76 | -111.89
84190 | UNIQUE | SALT LAKE CITY | UT | PRIMARY | 40.72 | -111.88
84199 | UNIQUE | SALT LAKE CITY | UT | PRIMARY | 40.72 | -111.94
84070 | STANDARD | SANDY | UT | PRIMARY | 40.57 | -111.89
84090 | PO BOX | SANDY | UT | PRIMARY | 40.56 | -111.85
84091 | PO BOX | SANDY | UT | PRIMARY | 40.58 | -111.82
84092 | STANDARD | SANDY | UT | PRIMARY | 40.56 | -111.72
84093 | STANDARD | SANDY | UT | PRIMARY | 40.59 | -111.81
84094 | STANDARD | SANDY | UT | PRIMARY | 40.56 | -111.86
84733 | STANDARD | GUNLOCK | UT | PRIMARY | 37.24 | -113.79
84738 | STANDARD | IVINS | UT | PRIMARY | 37.18 | -113.63
84765 | STANDARD | SANTA CLARA | UT | PRIMARY | 37.13 | -113.65
84655 | STANDARD | SANTAQUIN | UT | PRIMARY | 39.99 | -111.81
84335 | STANDARD | SMITHFIELD | UT | PRIMARY | 41.82 | -111.87
84313 | STANDARD | GROUSE CREEK | UT | PRIMARY | 41.68 | -113.83
84336 | STANDARD | SNOWVILLE | UT | PRIMARY | 41.81 | -112.87
84660 | STANDARD | SPANISH FORK | UT | PRIMARY | 40.02 | -111.55
84662 | PO BOX | SPRING CITY | UT | PRIMARY | 39.44 | -111.45
84763 | PO BOX | ROCKVILLE | UT | PRIMARY | 37.15 | -113.05
84767 | PO BOX | SPRINGDALE | UT | PRIMARY | 37.25 | -112.99
84779 | STANDARD | VIRGIN | UT | PRIMARY | 37.3 | -113.08
84663 | STANDARD | SPRINGVILLE | UT | PRIMARY | 40.2 | -111.47
84664 | STANDARD | MAPLETON | UT | PRIMARY | 40.11 | -111.48
84770 | STANDARD | SAINT GEORGE | UT | PRIMARY | 37.18 | -113.6
84771 | PO BOX | SAINT GEORGE | UT | PRIMARY | 37.13 | -113.48
84782 | STANDARD | VEYO | UT | PRIMARY | 37.42 | -113.72
84783 | STANDARD | DAMMERON VALLEY | UT | PRIMARY | 37.26 | -113.69
84790 | STANDARD | SAINT GEORGE | UT | PRIMARY | 37.06 | -113.57
84791 | PO BOX | SAINT GEORGE | UT | PRIMARY | 37.08 | -113.55
84071 | STANDARD | STOCKTON | UT | PRIMARY | 40.3 | -112.3
84539 | PO BOX | SUNNYSIDE | UT | PRIMARY | 39.67 | -110.58
84031 | STANDARD | HANNA | UT | PRIMARY | 40.54 | -110.73
84072 | STANDARD | TABIONA | UT | PRIMARY | 40.38 | -110.65
84773 | STANDARD | TEASDALE | UT | PRIMARY | 38.23 | -111.47
84074 | STANDARD | TOOELE | UT | PRIMARY | 40.57 | -112.33
84774 | STANDARD | TOQUERVILLE | UT | PRIMARY | 37.26 | -113.27
84316 | PO BOX | HOWELL | UT | PRIMARY | 41.79 | -112.49
84337 | STANDARD | TREMONTON | UT | PRIMARY | 41.69 | -112.27
84338 | STANDARD | TRENTON | UT | PRIMARY | 41.92 | -111.92
84718 | PO BOX | CANNONVILLE | UT | PRIMARY | 37.57 | -112.08
84776 | PO BOX | TROPIC | UT | PRIMARY | 37.69 | -112.03
84008 | STANDARD | BONANZA | UT | PRIMARY | 40.45 | -109.53
84078 | STANDARD | VERNAL | UT | PRIMARY | 40.55 | -109.57
84079 | PO BOX | VERNAL | UT | PRIMARY | 40.45 | -109.53
84080 | STANDARD | VERNON | UT | PRIMARY | 40.06 | -112.34
84082 | STANDARD | WALLSBURG | UT | PRIMARY | 40.36 | -111.43
84780 | STANDARD | WASHINGTON | UT | PRIMARY | 37.22 | -113.48
84542 | STANDARD | WELLINGTON | UT | PRIMARY | 39.54 | -110.74
84339 | STANDARD | WELLSVILLE | UT | PRIMARY | 41.62 | -111.93
84034 | STANDARD | IBAPAH | UT | PRIMARY | 40.2 | -113.86
84083 | STANDARD | WENDOVER | UT | PRIMARY | 40.84 | -114.02
84081 | STANDARD | WEST JORDAN | UT | PRIMARY | 40.59 | -112.03
84084 | STANDARD | WEST JORDAN | UT | PRIMARY | 40.62 | -111.98
84088 | STANDARD | WEST JORDAN | UT | PRIMARY | 40.58 | -111.98
84085 | STANDARD | WHITEROCKS | UT | PRIMARY | 40.55 | -109.9
84340 | STANDARD | WILLARD | UT | PRIMARY | 41.35 | -112.15
84086 | STANDARD | WOODRUFF | UT | PRIMARY | 41.37 | -111.27
83414 | STANDARD | ALTA | WY | PRIMARY | 43.75 | -111.04
85320 | PO BOX | AGUILA | AZ | PRIMARY | 33.81 | -113.18
85321 | STANDARD | AJO | AZ | PRIMARY | 32.15 | -112.62
85920 | STANDARD | ALPINE | AZ | PRIMARY | 33.83 | -109.19
85117 | STANDARD | APACHE JUNCTION | AZ | PRIMARY | 33.42 | -111.54
85118 | STANDARD | GOLD CANYON | AZ | PRIMARY | 33.34 | -111.42
85119 | STANDARD | APACHE JUNCTION | AZ | PRIMARY | 33.38 | -111.51
85120 | STANDARD | APACHE JUNCTION | AZ | PRIMARY | 33.4 | -111.56
85178 | STANDARD | APACHE JUNCTION | AZ | PRIMARY | 33.42 | -111.54
85190 | STANDARD | TORTILLA FLAT | AZ | PRIMARY | 33.52 | -111.38
85601 | PO BOX | ARIVACA | AZ | PRIMARY | 31.59 | -111.3
85322 | STANDARD | ARLINGTON | AZ | PRIMARY | 33.18 | -112.79
86320 | PO BOX | ASH FORK | AZ | PRIMARY | 35.13 | -112.52
85323 | STANDARD | AVONDALE | AZ | PRIMARY | 33.44 | -112.31
85338 | STANDARD | GOODYEAR | AZ | PRIMARY | 33.37 | -112.38
85392 | STANDARD | AVONDALE | AZ | PRIMARY | 33.47 | -112.29
85395 | STANDARD | GOODYEAR | AZ | PRIMARY | 33.47 | -112.39
86321 | STANDARD | BAGDAD | AZ | PRIMARY | 34.5 | -113.07
85602 | STANDARD | BENSON | AZ | PRIMARY | 32.19 | -110.38
85603 | STANDARD | BISBEE | AZ | PRIMARY | 31.44 | -109.87
85324 | STANDARD | BLACK CANYON CITY | AZ | PRIMARY | 34.13 | -112.13
85922 | STANDARD | BLUE | AZ | PRIMARY | 33.52 | -109.21
85325 | PO BOX | BOUSE | AZ | PRIMARY | 33.93 | -113.86
85605 | PO BOX | BOWIE | AZ | PRIMARY | 32.28 | -109.5
85326 | STANDARD | BUCKEYE | AZ | PRIMARY | 33.38 | -112.55
85396 | STANDARD | BUCKEYE | AZ | PRIMARY | 33.56 | -112.57
86426 | STANDARD | FORT MOHAVE | AZ | PRIMARY | 35 | -114.56
86427 | PO BOX | FORT MOHAVE | AZ | PRIMARY | 35.01 | -114.58
86429 | STANDARD | BULLHEAD CITY | AZ | PRIMARY | 35.14 | -114.49
86430 | PO BOX | BULLHEAD CITY | AZ | PRIMARY | 35.28 | -114.49
86439 | PO BOX | BULLHEAD CITY | AZ | PRIMARY | 35.14 | -114.56
86440 | STANDARD | MOHAVE VALLEY | AZ | PRIMARY | 34.86 | -114.51
86442 | STANDARD | BULLHEAD CITY | AZ | PRIMARY | 35.09 | -114.57
86446 | PO BOX | MOHAVE VALLEY | AZ | PRIMARY | 34.91 | -114.54
85530 | PO BOX | BYLAS | AZ | PRIMARY | 33.07 | -110.25
86016 | PO BOX | GRAY MOUNTAIN | AZ | PRIMARY | 35.67 | -111.45
86020 | PO BOX | CAMERON | AZ | PRIMARY | 36.05 | -111.45
86322 | STANDARD | CAMP VERDE | AZ | PRIMARY | 34.48 | -111.78
85122 | STANDARD | CASA GRANDE | AZ | PRIMARY | 32.91 | -111.74
85123 | STANDARD | ARIZONA CITY | AZ | PRIMARY | 32.73 | -111.67
85130 | STANDARD | CASA GRANDE | AZ | PRIMARY | 32.89 | -111.75
85193 | STANDARD | CASA GRANDE | AZ | PRIMARY | 32.86 | -111.83
85194 | STANDARD | CASA GRANDE | AZ | PRIMARY | 32.91 | -111.65
85329 | PO BOX | CASHION | AZ | PRIMARY | 33.43 | -112.29
85327 | PO BOX | CAVE CREEK | AZ | PRIMARY | 33.82 | -111.96
85331 | STANDARD | CAVE CREEK | AZ | PRIMARY | 33.8 | -111.93
85377 | PO BOX | CAREFREE | AZ | PRIMARY | 33.82 | -111.9
85531 | PO BOX | CENTRAL | AZ | PRIMARY | 32.86 | -109.78
86502 | PO BOX | CHAMBERS | AZ | PRIMARY | 35.14 | -109.57
85224 | STANDARD | CHANDLER | AZ | PRIMARY | 33.32 | -111.87
85225 | STANDARD | CHANDLER | AZ | PRIMARY | 33.32 | -111.82
85226 | STANDARD | CHANDLER | AZ | PRIMARY | 33.27 | -111.94
85244 | PO BOX | CHANDLER | AZ | PRIMARY | 33.23 | -111.76
85246 | PO BOX | CHANDLER | AZ | PRIMARY | 33.29 | -111.86
85248 | STANDARD | CHANDLER | AZ | PRIMARY | 33.24 | -111.96
85249 | STANDARD | CHANDLER | AZ | PRIMARY | 33.24 | -111.78
85286 | STANDARD | CHANDLER | AZ | PRIMARY | 33.27 | -111.82
86503 | STANDARD | CHINLE | AZ | PRIMARY | 36.23 | -109.57
86507 | PO BOX | LUKACHUKAI | AZ | PRIMARY | 36.45 | -109.27
86538 | PO BOX | MANY FARMS | AZ | PRIMARY | 36.39 | -109.59
86545 | PO BOX | ROCK POINT | AZ | PRIMARY | 36.66 | -109.6
86547 | PO BOX | ROUND ROCK | AZ | PRIMARY | 36.53 | -109.44
86556 | PO BOX | TSAILE | AZ | PRIMARY | 36.27 | -109.26
86323 | STANDARD | CHINO VALLEY | AZ | PRIMARY | 34.77 | -112.45
86431 | PO BOX | CHLORIDE | AZ | PRIMARY | 35.39 | -114.21
86324 | STANDARD | CLARKDALE | AZ | PRIMARY | 34.79 | -112.1
85532 | PO BOX | CLAYPOOL | AZ | PRIMARY | 33.41 | -110.83
85923 | PO BOX | CLAY SPRINGS | AZ | PRIMARY | 34.36 | -110.29
85533 | STANDARD | CLIFTON | AZ | PRIMARY | 33.27 | -109.27
85606 | STANDARD | COCHISE | AZ | PRIMARY | 32.06 | -109.91
86021 | PO BOX | COLORADO CITY | AZ | PRIMARY | 36.97 | -112.98
85924 | STANDARD | CONCHO | AZ | PRIMARY | 34.51 | -109.69
85332 | PO BOX | CONGRESS | AZ | PRIMARY | 34.21 | -112.97
85128 | STANDARD | COOLIDGE | AZ | PRIMARY | 32.97 | -111.49
86325 | STANDARD | CORNVILLE | AZ | PRIMARY | 34.73 | -111.91
85652 | PO BOX | CORTARO | AZ | PRIMARY | 32.38 | -111.11
86326 | STANDARD | COTTONWOOD | AZ | PRIMARY | 34.75 | -112.01
86327 | STANDARD | DEWEY | AZ | PRIMARY | 34.56 | -112.12
85607 | STANDARD | DOUGLAS | AZ | PRIMARY | 31.54 | -109.46
85608 | PO BOX | DOUGLAS | AZ | PRIMARY | 31.52 | -109.2
85655 | PO BOX | DOUGLAS | AZ | PRIMARY | 31.34 | -109.52
85609 | PO BOX | DRAGOON | AZ | PRIMARY | 32.02 | -110.04
85534 | STANDARD | DUNCAN | AZ | PRIMARY | 32.76 | -109.07
85925 | STANDARD | EAGAR | AZ | PRIMARY | 34.11 | -109.38
85328 | STANDARD | CIBOLA | AZ | PRIMARY | 33.32 | -114.64
85334 | PO BOX | EHRENBERG | AZ | PRIMARY | 33.64 | -114.44
85610 | STANDARD | ELFRIDA | AZ | PRIMARY | 31.73 | -109.7
85335 | STANDARD | EL MIRAGE | AZ | PRIMARY | 33.59 | -112.33
85131 | STANDARD | ELOY | AZ | PRIMARY | 32.65 | -111.59
86001 | STANDARD | FLAGSTAFF | AZ | PRIMARY | 35.23 | -111.72
86002 | PO BOX | FLAGSTAFF | AZ | PRIMARY | 35.56 | -112.58
86003 | PO BOX | FLAGSTAFF | AZ | PRIMARY | 35.22 | -111.57
86004 | STANDARD | FLAGSTAFF | AZ | PRIMARY | 35.29 | -111.32
86011 | UNIQUE | FLAGSTAFF | AZ | PRIMARY | 35.18 | -111.62
86015 | PO BOX | BELLEMONT | AZ | PRIMARY | 35.23 | -111.78
86017 | PO BOX | MUNDS PARK | AZ | PRIMARY | 34.92 | -111.62
86018 | PO BOX | PARKS | AZ | PRIMARY | 35.22 | -111.89
86024 | STANDARD | HAPPY JACK | AZ | PRIMARY | 34.73 | -111.15
86038 | STANDARD | MORMON LAKE | AZ | PRIMARY | 34.93 | -111.47
85132 | STANDARD | FLORENCE | AZ | PRIMARY | 32.95 | -111.23
85926 | PO BOX | FORT APACHE | AZ | PRIMARY | 34.05 | -109.88
86504 | PO BOX | FORT DEFIANCE | AZ | PRIMARY | 35.77 | -109.11
85536 | PO BOX | FORT THOMAS | AZ | PRIMARY | 32.98 | -109.98
86022 | STANDARD | FREDONIA | AZ | PRIMARY | 36.74 | -112.11
86052 | PO BOX | NORTH RIM | AZ | PRIMARY | 36.3 | -112.08
85336 | PO BOX | GADSDEN | AZ | PRIMARY | 32.53 | -114.76
86505 | STANDARD | GANADO | AZ | PRIMARY | 35.67 | -109.65
86540 | PO BOX | NAZLINI | AZ | PRIMARY | 35.92 | -109.41
85337 | STANDARD | GILA BEND | AZ | PRIMARY | 32.99 | -112.9
85233 | STANDARD | GILBERT | AZ | PRIMARY | 33.34 | -111.81
85234 | STANDARD | GILBERT | AZ | PRIMARY | 33.36 | -111.75
85295 | STANDARD | GILBERT | AZ | PRIMARY | 33.3 | -111.74
85296 | STANDARD | GILBERT | AZ | PRIMARY | 33.3 | -111.76
85297 | STANDARD | GILBERT | AZ | PRIMARY | 33.26 | -111.71
85298 | STANDARD | GILBERT | AZ | PRIMARY | 33.24 | -111.7
85299 | PO BOX | GILBERT | AZ | PRIMARY | 33.33 | -111.76
85301 | STANDARD | GLENDALE | AZ | PRIMARY | 33.53 | -112.18
85302 | STANDARD | GLENDALE | AZ | PRIMARY | 33.57 | -112.18
85303 | STANDARD | GLENDALE | AZ | PRIMARY | 33.53 | -112.22
85304 | STANDARD | GLENDALE | AZ | PRIMARY | 33.59 | -112.17
85305 | STANDARD | GLENDALE | AZ | PRIMARY | 33.53 | -112.26
85306 | STANDARD | GLENDALE | AZ | PRIMARY | 33.62 | -112.17
85307 | STANDARD | GLENDALE | AZ | PRIMARY | 33.53 | -112.31
85308 | STANDARD | GLENDALE | AZ | PRIMARY | 33.66 | -112.18
85309 | STANDARD | GLENDALE LUKE AFB | AZ | PRIMARY | 33.53 | -112.38
85310 | STANDARD | GLENDALE | AZ | PRIMARY | 33.71 | -112.17
85311 | PO BOX | GLENDALE | AZ | PRIMARY | 33.53 | -112.17
85312 | PO BOX | GLENDALE | AZ | PRIMARY | 33.62 | -112.18
85318 | PO BOX | GLENDALE | AZ | PRIMARY | 33.66 | -112.18
85501 | STANDARD | GLOBE | AZ | PRIMARY | 33.62 | -110.7
85502 | PO BOX | GLOBE | AZ | PRIMARY | 33.39 | -110.78
86023 | PO BOX | GRAND CANYON | AZ | PRIMARY | 35.89 | -112.27
85614 | STANDARD | GREEN VALLEY | AZ | PRIMARY | 31.84 | -111.06
85622 | STANDARD | GREEN VALLEY | AZ | PRIMARY | 31.76 | -110.85
85927 | STANDARD | GREER | AZ | PRIMARY | 34 | -109.48
85135 | STANDARD | HAYDEN | AZ | PRIMARY | 33 | -110.78
85928 | STANDARD | HEBER | AZ | PRIMARY | 34.53 | -110.44
85931 | PO BOX | FOREST LAKES | AZ | PRIMARY | 34.42 | -110.91
85615 | STANDARD | HEREFORD | AZ | PRIMARY | 31.44 | -110.23
85236 | STANDARD | HIGLEY | AZ | PRIMARY | 33.33 | -111.71
86025 | STANDARD | HOLBROOK | AZ | PRIMARY | 34.94 | -110.09
86028 | PO BOX | PETRIFIED FOREST NATL PK | AZ | PRIMARY | 34.79 | -109.87
86029 | PO BOX | SUN VALLEY | AZ | PRIMARY | 34.96 | -110.05
86031 | PO BOX | INDIAN WELLS | AZ | PRIMARY | 35.41 | -110.08
86030 | PO BOX | HOTEVILLA | AZ | PRIMARY | 36.07 | -110.58
86506 | PO BOX | HOUCK | AZ | PRIMARY | 35.36 | -109.24
86508 | PO BOX | LUPTON | AZ | PRIMARY | 35.29 | -109.07
85616 | STANDARD | HUACHUCA CITY | AZ | PRIMARY | 31.73 | -110.31
86329 | PO BOX | HUMBOLDT | AZ | PRIMARY | 34.5 | -112.22
86331 | PO BOX | JEROME | AZ | PRIMARY | 34.71 | -112.16
86032 | PO BOX | JOSEPH CITY | AZ | PRIMARY | 35.05 | -110.4
86033 | PO BOX | KAYENTA | AZ | PRIMARY | 36.64 | -110.18
86034 | PO BOX | KEAMS CANYON | AZ | PRIMARY | 35.76 | -110.25
85137 | STANDARD | KEARNY | AZ | PRIMARY | 33.1 | -110.97
86401 | STANDARD | KINGMAN | AZ | PRIMARY | 35.24 | -113.76
86402 | PO BOX | KINGMAN | AZ | PRIMARY | 35.22 | -113.35
86409 | STANDARD | KINGMAN | AZ | PRIMARY | 35.24 | -114.01
86411 | PO BOX | HACKBERRY | AZ | PRIMARY | 35.36 | -113.72
86412 | PO BOX | HUALAPAI | AZ | PRIMARY | 35.5 | -113.88
86413 | STANDARD | GOLDEN VALLEY | AZ | PRIMARY | 35.13 | -114.25
86437 | STANDARD | VALENTINE | AZ | PRIMARY | 35.39 | -113.62
86441 | STANDARD | DOLAN SPRINGS | AZ | PRIMARY | 35.64 | -114.31
86443 | STANDARD | TEMPLE BAR MARINA | AZ | PRIMARY | 36.02 | -114.29
86444 | STANDARD | MEADVIEW | AZ | PRIMARY | 35.98 | -114.06
86445 | STANDARD | WILLOW BEACH | AZ | PRIMARY | 35.9 | -114.59
86332 | STANDARD | KIRKLAND | AZ | PRIMARY | 34.29 | -112.66
86039 | PO BOX | KYKOTSMOVI VILLAGE | AZ | PRIMARY | 35.91 | -110.53
86403 | STANDARD | LAKE HAVASU CITY | AZ | PRIMARY | 34.48 | -114.32
86404 | STANDARD | LAKE HAVASU CITY | AZ | PRIMARY | 34.61 | -114.3
86405 | PO BOX | LAKE HAVASU CITY | AZ | PRIMARY | 34.5 | -114.31
86406 | STANDARD | LAKE HAVASU CITY | AZ | PRIMARY | 34.44 | -114.24
85929 | STANDARD | LAKESIDE | AZ | PRIMARY | 34.1 | -110.08
85339 | STANDARD | LAVEEN | AZ | PRIMARY | 33.3 | -112.2
86035 | PO BOX | LEUPP | AZ | PRIMARY | 35.41 | -111.02
85340 | STANDARD | LITCHFIELD PARK | AZ | PRIMARY | 33.51 | -112.36
86432 | PO BOX | LITTLEFIELD | AZ | PRIMARY | 36.9 | -113.94
85341 | PO BOX | LUKEVILLE | AZ | PRIMARY | 32 | -112.75
85930 | PO BOX | MCNARY | AZ | PRIMARY | 34.06 | -109.7
85617 | STANDARD | MC NEAL | AZ | PRIMARY | 31.55 | -109.69
85618 | STANDARD | MAMMOTH | AZ | PRIMARY | 32.68 | -110.62
85653 | STANDARD | MARANA | AZ | PRIMARY | 32.45 | -111.29
85658 | STANDARD | MARANA | AZ | PRIMARY | 32.51 | -111.16
85138 | STANDARD | MARICOPA | AZ | PRIMARY | 33.01 | -111.97
85139 | STANDARD | MARICOPA | AZ | PRIMARY | 32.98 | -112.11
86333 | STANDARD | MAYER | AZ | PRIMARY | 34.34 | -112.03
86343 | PO BOX | CROWN KING | AZ | PRIMARY | 34.2 | -112.34
85201 | STANDARD | MESA | AZ | PRIMARY | 33.44 | -111.85
85202 | STANDARD | MESA | AZ | PRIMARY | 33.38 | -111.87
85203 | STANDARD | MESA | AZ | PRIMARY | 33.44 | -111.8
85204 | STANDARD | MESA | AZ | PRIMARY | 33.39 | -111.78
85205 | STANDARD | MESA | AZ | PRIMARY | 33.43 | -111.71
85206 | STANDARD | MESA | AZ | PRIMARY | 33.39 | -111.71
85207 | STANDARD | MESA | AZ | PRIMARY | 33.45 | -111.64
85208 | STANDARD | MESA | AZ | PRIMARY | 33.38 | -111.63
85209 | STANDARD | MESA | AZ | PRIMARY | 33.37 | -111.64
85210 | STANDARD | MESA | AZ | PRIMARY | 33.38 | -111.84
85211 | PO BOX | MESA | AZ | PRIMARY | 33.44 | -111.84
85212 | STANDARD | MESA | AZ | PRIMARY | 33.33 | -111.63
85213 | STANDARD | MESA | AZ | PRIMARY | 33.44 | -111.76
85214 | PO BOX | MESA | AZ | PRIMARY | 33.39 | -111.78
85215 | STANDARD | MESA | AZ | PRIMARY | 33.59 | -111.44
85216 | PO BOX | MESA | AZ | PRIMARY | 33.39 | -111.72
85274 | PO BOX | MESA | AZ | PRIMARY | 33.38 | -111.87
85275 | PO BOX | MESA | AZ | PRIMARY | 33.45 | -111.76
85277 | PO BOX | MESA | AZ | PRIMARY | 33.45 | -111.72
85539 | STANDARD | MIAMI | AZ | PRIMARY | 33.4 | -110.97
85540 | STANDARD | MORENCI | AZ | PRIMARY | 33.04 | -109.37
85342 | STANDARD | MORRISTOWN | AZ | PRIMARY | 33.98 | -112.44
85619 | PO BOX | MOUNT LEMMON | AZ | PRIMARY | 32.38 | -110.75
85620 | PO BOX | NACO | AZ | PRIMARY | 31.34 | -109.94
85621 | STANDARD | NOGALES | AZ | PRIMARY | 31.45 | -110.83
85628 | PO BOX | NOGALES | AZ | PRIMARY | 31.41 | -110.89
85648 | STANDARD | RIO RICO | AZ | PRIMARY | 31.5 | -111.06
85662 | PO BOX | NOGALES | AZ | PRIMARY | 31.36 | -110.93
85932 | PO BOX | NUTRIOSO | AZ | PRIMARY | 33.93 | -109.22
86433 | PO BOX | OATMAN | AZ | PRIMARY | 35.01 | -114.44
85623 | STANDARD | ORACLE | AZ | PRIMARY | 32.64 | -110.84
85933 | PO BOX | OVERGAARD | AZ | PRIMARY | 34.37 | -110.48
86036 | STANDARD | MARBLE CANYON | AZ | PRIMARY | 36.74 | -111.85
86040 | PO BOX | PAGE | AZ | PRIMARY | 36.68 | -111.41
85343 | STANDARD | PALO VERDE | AZ | PRIMARY | 33.32 | -112.7
85344 | STANDARD | PARKER | AZ | PRIMARY | 33.99 | -114.23
85371 | PO BOX | POSTON | AZ | PRIMARY | 34 | -114.4
85624 | STANDARD | PATAGONIA | AZ | PRIMARY | 31.53 | -110.71
86334 | STANDARD | PAULDEN | AZ | PRIMARY | 34.9 | -112.43
85541 | STANDARD | PAYSON | AZ | PRIMARY | 34.19 | -111.17
85547 | PO BOX | PAYSON | AZ | PRIMARY | 34.25 | -111.28
86434 | STANDARD | PEACH SPRINGS | AZ | PRIMARY | 35.64 | -113.61
85625 | STANDARD | PEARCE | AZ | PRIMARY | 31.86 | -109.33
85345 | STANDARD | PEORIA | AZ | PRIMARY | 33.57 | -112.25
85380 | PO BOX | PEORIA | AZ | PRIMARY | 33.68 | -112.24
85381 | STANDARD | PEORIA | AZ | PRIMARY | 33.61 | -112.23
85382 | STANDARD | PEORIA | AZ | PRIMARY | 33.65 | -112.24
85383 | STANDARD | PEORIA | AZ | PRIMARY | 33.76 | -112.24
85385 | PO BOX | PEORIA | AZ | PRIMARY | 33.61 | -112.23
85542 | STANDARD | PERIDOT | AZ | PRIMARY | 33.21 | -110.53
85001 | PO BOX | PHOENIX | AZ | PRIMARY | 33.45 | -112.06
85002 | PO BOX | PHOENIX | AZ | PRIMARY | 33.45 | -112.06
85003 | STANDARD | PHOENIX | AZ | PRIMARY | 33.45 | -112.07
85004 | STANDARD | PHOENIX | AZ | PRIMARY | 33.44 | -112.07
85005 | PO BOX | PHOENIX | AZ | PRIMARY | 33.44 | -112.12
85006 | STANDARD | PHOENIX | AZ | PRIMARY | 33.46 | -112.05
85007 | STANDARD | PHOENIX | AZ | PRIMARY | 33.44 | -112.08
85008 | STANDARD | PHOENIX | AZ | PRIMARY | 33.46 | -111.98
85009 | STANDARD | PHOENIX | AZ | PRIMARY | 33.44 | -112.13
85010 | PO BOX | PHOENIX | AZ | PRIMARY | 33.46 | -111.98
85011 | PO BOX | PHOENIX | AZ | PRIMARY | 33.5 | -112.05
85012 | STANDARD | PHOENIX | AZ | PRIMARY | 33.5 | -112.07
85013 | STANDARD | PHOENIX | AZ | PRIMARY | 33.5 | -112.08
85014 | STANDARD | PHOENIX | AZ | PRIMARY | 33.5 | -112.05
85015 | STANDARD | PHOENIX | AZ | PRIMARY | 33.5 | -112.1
85016 | STANDARD | PHOENIX | AZ | PRIMARY | 33.5 | -112.02
85017 | STANDARD | PHOENIX | AZ | PRIMARY | 33.5 | -112.12
85018 | STANDARD | PHOENIX | AZ | PRIMARY | 33.5 | -111.98
85019 | STANDARD | PHOENIX | AZ | PRIMARY | 33.5 | -112.14
85020 | STANDARD | PHOENIX | AZ | PRIMARY | 33.57 | -112.05
85021 | STANDARD | PHOENIX | AZ | PRIMARY | 33.55 | -112.09
85022 | STANDARD | PHOENIX | AZ | PRIMARY | 33.62 | -112.05
85023 | STANDARD | PHOENIX | AZ | PRIMARY | 33.63 | -112.09
85024 | STANDARD | PHOENIX | AZ | PRIMARY | 33.68 | -112.04
85025 | STANDARD | PHOENIX | AZ | PRIMARY | 33.45 | -112.07
85026 | STANDARD | PHOENIX | AZ | PRIMARY | 33.45 | -111.97
85027 | STANDARD | PHOENIX | AZ | PRIMARY | 33.72 | -112.08
85028 | STANDARD | PHOENIX | AZ | PRIMARY | 33.56 | -112
85029 | STANDARD | PHOENIX | AZ | PRIMARY | 33.59 | -112.1
85030 | PO BOX | PHOENIX | AZ | PRIMARY | 33.45 | -112.07
85031 | STANDARD | PHOENIX | AZ | PRIMARY | 33.49 | -112.16
85032 | STANDARD | PHOENIX | AZ | PRIMARY | 33.62 | -112
85033 | STANDARD | PHOENIX | AZ | PRIMARY | 33.49 | -112.21
85034 | STANDARD | PHOENIX | AZ | PRIMARY | 33.43 | -112.01
85035 | STANDARD | PHOENIX | AZ | PRIMARY | 33.47 | -112.19
85036 | PO BOX | PHOENIX | AZ | PRIMARY | 33.63 | -112.15
85037 | STANDARD | PHOENIX | AZ | PRIMARY | 33.48 | -112.25
85038 | PO BOX | PHOENIX | AZ | PRIMARY | 33.46 | -111.98
85039 | STANDARD | PHOENIX | AZ | PRIMARY | 33.49 | -112.28
85040 | STANDARD | PHOENIX | AZ | PRIMARY | 33.4 | -112.02
85041 | STANDARD | PHOENIX | AZ | PRIMARY | 33.38 | -112.11
85042 | STANDARD | PHOENIX | AZ | PRIMARY | 33.37 | -112.03
85043 | STANDARD | PHOENIX | AZ | PRIMARY | 33.42 | -112.2
85044 | STANDARD | PHOENIX | AZ | PRIMARY | 33.34 | -112.06
85045 | STANDARD | PHOENIX | AZ | PRIMARY | 33.3 | -112.1
85046 | PO BOX | PHOENIX | AZ | PRIMARY | 33.62 | -112
85048 | STANDARD | PHOENIX | AZ | PRIMARY | 33.28 | -112.03
85050 | STANDARD | PHOENIX | AZ | PRIMARY | 33.69 | -112
85051 | STANDARD | PHOENIX | AZ | PRIMARY | 33.55 | -112.13
85053 | STANDARD | PHOENIX | AZ | PRIMARY | 33.62 | -112.13
85054 | STANDARD | PHOENIX | AZ | PRIMARY | 33.67 | -111.95
85055 | STANDARD | PHOENIX | AZ | PRIMARY | 33.45 | -111.97
85060 | PO BOX | PHOENIX | AZ | PRIMARY | 33.5 | -111.98
85061 | PO BOX | PHOENIX | AZ | PRIMARY | 33.51 | -112.12
85062 | PO BOX | PHOENIX | AZ | PRIMARY | 33.46 | -111.98
85063 | PO BOX | PHOENIX | AZ | PRIMARY | 33.5 | -112.17
85064 | PO BOX | PHOENIX | AZ | PRIMARY | 33.5 | -112.03
85065 | STANDARD | PHOENIX | AZ | PRIMARY | 33.43 | -112.05
85066 | PO BOX | PHOENIX | AZ | PRIMARY | 33.39 | -112.03
85067 | PO BOX | PHOENIX | AZ | PRIMARY | 33.5 | -112.08
85068 | PO BOX | PHOENIX | AZ | PRIMARY | 33.67 | -112.06
85069 | PO BOX | PHOENIX | AZ | PRIMARY | 33.56 | -112.09
85070 | PO BOX | PHOENIX | AZ | PRIMARY | 33.3 | -112.04
85071 | PO BOX | PHOENIX | AZ | PRIMARY | 33.59 | -112.11
85072 | PO BOX | PHOENIX | AZ | PRIMARY | 33.45 | -112.01
85073 | STANDARD | PHOENIX | AZ | PRIMARY | 33.44 | -112.07
85074 | PO BOX | PHOENIX | AZ | PRIMARY | 33.45 | -112.09
85075 | PO BOX | PHOENIX | AZ | PRIMARY | 33.49 | -112.21
85076 | PO BOX | PHOENIX | AZ | PRIMARY | 33.32 | -111.99
85078 | PO BOX | PHOENIX | AZ | PRIMARY | 33.62 | -112
85079 | PO BOX | PHOENIX | AZ | PRIMARY | 33.5 | -112.11
85080 | PO BOX | PHOENIX | AZ | PRIMARY | 33.63 | -112.11
85082 | PO BOX | PHOENIX | AZ | PRIMARY | 33.46 | -111.98
85083 | STANDARD | PHOENIX | AZ | PRIMARY | 33.73 | -112.14
85085 | STANDARD | PHOENIX | AZ | PRIMARY | 33.75 | -112.14
85086 | STANDARD | PHOENIX | AZ | PRIMARY | 33.83 | -112.11
85087 | STANDARD | NEW RIVER | AZ | PRIMARY | 33.95 | -112.07
85097 | STANDARD | PHOENIX | AZ | PRIMARY | 33.43 | -112.15
85098 | UNIQUE | PHOENIX | AZ | PRIMARY | 33.44 | -112.12
85141 | STANDARD | PICACHO | AZ | PRIMARY | 32.71 | -111.49
85535 | STANDARD | EDEN | AZ | PRIMARY | 32.97 | -109.91
85543 | STANDARD | PIMA | AZ | PRIMARY | 33 | -109.88
85544 | STANDARD | PINE | AZ | PRIMARY | 34.32 | -111.54
85934 | PO BOX | PINEDALE | AZ | PRIMARY | 34.27 | -110.28
85935 | STANDARD | PINETOP | AZ | PRIMARY | 34.08 | -109.9
86510 | PO BOX | PINON | AZ | PRIMARY | 36.2 | -110.23
86520 | PO BOX | BLUE GAP | AZ | PRIMARY | 36.07 | -109.98
85626 | PO BOX | PIRTLEVILLE | AZ | PRIMARY | 31.35 | -109.57
86042 | PO BOX | POLACCA | AZ | PRIMARY | 35.84 | -110.37
85627 | PO BOX | POMERENE | AZ | PRIMARY | 32.09 | -110.22
86301 | STANDARD | PRESCOTT | AZ | PRIMARY | 34.62 | -112.42
86302 | PO BOX | PRESCOTT | AZ | PRIMARY | 34.58 | -112.43
86303 | STANDARD | PRESCOTT | AZ | PRIMARY | 34.49 | -112.44
86304 | PO BOX | PRESCOTT | AZ | PRIMARY | 34.57 | -112.44
86305 | STANDARD | PRESCOTT | AZ | PRIMARY | 34.76 | -112.88
86312 | PO BOX | PRESCOTT VALLEY | AZ | PRIMARY | 34.61 | -112.32
86313 | PO BOX | PRESCOTT | AZ | PRIMARY | 34.54 | -112.46
86314 | STANDARD | PRESCOTT VALLEY | AZ | PRIMARY | 34.66 | -112.29
86315 | STANDARD | PRESCOTT VALLEY | AZ | PRIMARY | 34.69 | -112.3
85346 | PO BOX | QUARTZSITE | AZ | PRIMARY | 33.66 | -114.23
85359 | PO BOX | QUARTZSITE | AZ | PRIMARY | 33.68 | -114.22
85127 | STANDARD | CHANDLER HEIGHTS | AZ | PRIMARY | 33.21 | -111.69
85140 | STANDARD | SAN TAN VALLEY | AZ | PRIMARY | 33.17 | -111.57
85142 | STANDARD | QUEEN CREEK | AZ | PRIMARY | 33.16 | -111.59
85143 | STANDARD | SAN TAN VALLEY | AZ | PRIMARY | 33.16 | -111.56
85145 | STANDARD | RED ROCK | AZ | PRIMARY | 32.57 | -111.36
85654 | PO BOX | RILLITO | AZ | PRIMARY | 32.41 | -111.16
86335 | STANDARD | RIMROCK | AZ | PRIMARY | 34.68 | -111.7
86342 | PO BOX | LAKE MONTEZUMA | AZ | PRIMARY | 34.63 | -111.77
85545 | STANDARD | ROOSEVELT | AZ | PRIMARY | 33.62 | -111.03
85121 | STANDARD | BAPCHULE | AZ | PRIMARY | 32.98 | -111.75
85147 | STANDARD | SACATON | AZ | PRIMARY | 33.08 | -111.74
85546 | STANDARD | SAFFORD | AZ | PRIMARY | 32.7 | -109.65
85548 | PO BOX | SAFFORD | AZ | PRIMARY | 32.77 | -109.71
85629 | STANDARD | SAHUARITA | AZ | PRIMARY | 31.91 | -110.9
85630 | STANDARD | SAINT DAVID | AZ | PRIMARY | 31.88 | -110.18
85936 | STANDARD | SAINT JOHNS | AZ | PRIMARY | 34.56 | -109.33
86511 | PO BOX | SAINT MICHAELS | AZ | PRIMARY | 35.64 | -109.26
85348 | STANDARD | SALOME | AZ | PRIMARY | 33.72 | -113.65
85550 | PO BOX | SAN CARLOS | AZ | PRIMARY | 33.41 | -110.11
86512 | PO BOX | SANDERS | AZ | PRIMARY | 35.13 | -109.29
85349 | PO BOX | SAN LUIS | AZ | PRIMARY | 32.49 | -114.77
85631 | STANDARD | SAN MANUEL | AZ | PRIMARY | 32.62 | -110.59
85632 | STANDARD | SAN SIMON | AZ | PRIMARY | 32 | -109.21
85633 | PO BOX | SASABE | AZ | PRIMARY | 31.66 | -111.5
85250 | STANDARD | SCOTTSDALE | AZ | PRIMARY | 33.53 | -111.89
85251 | STANDARD | SCOTTSDALE | AZ | PRIMARY | 33.49 | -111.92
85252 | PO BOX | SCOTTSDALE | AZ | PRIMARY | 33.48 | -111.92
85253 | STANDARD | PARADISE VALLEY | AZ | PRIMARY | 33.54 | -111.96
85254 | STANDARD | SCOTTSDALE | AZ | PRIMARY | 33.61 | -111.94
85255 | STANDARD | SCOTTSDALE | AZ | PRIMARY | 33.66 | -111.87
85256 | STANDARD | SCOTTSDALE | AZ | PRIMARY | 33.5 | -111.79
85257 | STANDARD | SCOTTSDALE | AZ | PRIMARY | 33.46 | -111.92
85258 | STANDARD | SCOTTSDALE | AZ | PRIMARY | 33.56 | -111.9
85259 | STANDARD | SCOTTSDALE | AZ | PRIMARY | 33.68 | -111.73
85260 | STANDARD | SCOTTSDALE | AZ | PRIMARY | 33.61 | -111.89
85261 | PO BOX | SCOTTSDALE | AZ | PRIMARY | 33.49 | -111.92
85262 | STANDARD | SCOTTSDALE | AZ | PRIMARY | 33.85 | -111.78
85263 | STANDARD | RIO VERDE | AZ | PRIMARY | 33.73 | -111.68
85264 | STANDARD | FORT MCDOWELL | AZ | PRIMARY | 33.75 | -111.57
85266 | STANDARD | SCOTTSDALE | AZ | PRIMARY | 33.48 | -111.92
85267 | PO BOX | SCOTTSDALE | AZ | PRIMARY | 33.61 | -111.89
85268 | STANDARD | FOUNTAIN HILLS | AZ | PRIMARY | 33.6 | -111.74
85269 | PO BOX | FOUNTAIN HILLS | AZ | PRIMARY | 33.6 | -111.71
85271 | PO BOX | SCOTTSDALE | AZ | PRIMARY | 33.46 | -111.91
86043 | PO BOX | SECOND MESA | AZ | PRIMARY | 35.81 | -110.48
86336 | STANDARD | SEDONA | AZ | PRIMARY | 34.94 | -111.94
86339 | PO BOX | SEDONA | AZ | PRIMARY | 34.86 | -111.76
86340 | PO BOX | SEDONA | AZ | PRIMARY | 34.86 | -111.79
86341 | PO BOX | SEDONA | AZ | PRIMARY | 34.77 | -111.76
86351 | STANDARD | SEDONA | AZ | PRIMARY | 34.75 | -111.77
86337 | PO BOX | SELIGMAN | AZ | PRIMARY | 35.13 | -112.99
85634 | STANDARD | SELLS | AZ | PRIMARY | 32 | -111.93
85901 | STANDARD | SHOW LOW | AZ | PRIMARY | 34.23 | -110.07
85902 | PO BOX | SHOW LOW | AZ | PRIMARY | 34.25 | -110.02
85911 | PO BOX | CIBECUE | AZ | PRIMARY | 34.15 | -110.51
85912 | PO BOX | WHITE MOUNTAIN LAKE | AZ | PRIMARY | 34.32 | -110.07
85613 | STANDARD | FORT HUACHUCA | AZ | PRIMARY | 31.52 | -110.36
85635 | STANDARD | SIERRA VISTA | AZ | PRIMARY | 31.59 | -110.17
85636 | PO BOX | SIERRA VISTA | AZ | PRIMARY | 31.46 | -110.18
85650 | STANDARD | SIERRA VISTA | AZ | PRIMARY | 31.5 | -110.21
85670 | PO BOX | FORT HUACHUCA | AZ | PRIMARY | 31.55 | -110.35
85671 | PO BOX | SIERRA VISTA | AZ | PRIMARY | 31.56 | -110.32
86338 | PO BOX | SKULL VALLEY | AZ | PRIMARY | 34.58 | -112.77
85937 | STANDARD | SNOWFLAKE | AZ | PRIMARY | 34.64 | -110.11
85942 | PO BOX | WOODRUFF | AZ | PRIMARY | 34.8 | -109.94
85551 | PO BOX | SOLOMON | AZ | PRIMARY | 32.8 | -109.61
85350 | STANDARD | SOMERTON | AZ | PRIMARY | 32.53 | -114.71
85611 | STANDARD | ELGIN | AZ | PRIMARY | 31.57 | -110.54
85637 | STANDARD | SONOITA | AZ | PRIMARY | 31.75 | -110.66
85938 | STANDARD | SPRINGERVILLE | AZ | PRIMARY | 34.04 | -109.2
85172 | STANDARD | STANFIELD | AZ | PRIMARY | 32.93 | -111.92
85351 | STANDARD | SUN CITY | AZ | PRIMARY | 33.6 | -112.28
85372 | PO BOX | SUN CITY | AZ | PRIMARY | 33.61 | -112.28
85373 | STANDARD | SUN CITY | AZ | PRIMARY | 33.68 | -112.31
85374 | STANDARD | SURPRISE | AZ | PRIMARY | 33.64 | -112.38
85375 | STANDARD | SUN CITY WEST | AZ | PRIMARY | 33.67 | -112.36
85376 | PO BOX | SUN CITY WEST | AZ | PRIMARY | 33.66 | -112.35
85378 | STANDARD | SURPRISE | AZ | PRIMARY | 33.63 | -112.34
85379 | STANDARD | SURPRISE | AZ | PRIMARY | 33.6 | -112.37
85387 | STANDARD | SURPRISE | AZ | PRIMARY | 33.71 | -112.4
85388 | STANDARD | SURPRISE | AZ | PRIMARY | 33.61 | -112.46
86435 | PO BOX | SUPAI | AZ | PRIMARY | 36.15 | -112.63
85173 | STANDARD | SUPERIOR | AZ | PRIMARY | 33.28 | -111.1
85333 | STANDARD | DATELAND | AZ | PRIMARY | 32.94 | -113.34
85347 | STANDARD | ROLL | AZ | PRIMARY | 32.76 | -113.87
85352 | PO BOX | TACNA | AZ | PRIMARY | 32.68 | -113.97
85939 | PO BOX | TAYLOR | AZ | PRIMARY | 34.43 | -110.06
86514 | STANDARD | TEEC NOS POS | AZ | PRIMARY | 36.89 | -109.37
86535 | PO BOX | DENNEHOTSO | AZ | PRIMARY | 36.8 | -109.84
86544 | PO BOX | RED VALLEY | AZ | PRIMARY | 36.61 | -109.16
85280 | PO BOX | TEMPE | AZ | PRIMARY | 33.4 | -111.92
85281 | STANDARD | TEMPE | AZ | PRIMARY | 33.43 | -111.91
85282 | STANDARD | TEMPE | AZ | PRIMARY | 33.4 | -111.92
85283 | STANDARD | TEMPE | AZ | PRIMARY | 33.36 | -111.93
85284 | STANDARD | TEMPE | AZ | PRIMARY | 33.33 | -111.93
85285 | PO BOX | TEMPE | AZ | PRIMARY | 33.39 | -111.93
85287 | UNIQUE | TEMPE | AZ | PRIMARY | 33.42 | -111.93
85552 | STANDARD | THATCHER | AZ | PRIMARY | 32.82 | -109.78
85353 | STANDARD | TOLLESON | AZ | PRIMARY | 33.42 | -112.27
85638 | STANDARD | TOMBSTONE | AZ | PRIMARY | 31.71 | -110.04
86044 | STANDARD | TONALEA | AZ | PRIMARY | 36.91 | -110.87
86053 | PO BOX | KAIBETO | AZ | PRIMARY | 36.69 | -111.07
86054 | PO BOX | SHONTO | AZ | PRIMARY | 36.72 | -110.62
85354 | STANDARD | TONOPAH | AZ | PRIMARY | 33.57 | -113.02
85553 | PO BOX | TONTO BASIN | AZ | PRIMARY | 33.83 | -111.26
85639 | PO BOX | TOPAWA | AZ | PRIMARY | 31.8 | -111.74
86436 | STANDARD | TOPOCK | AZ | PRIMARY | 34.72 | -114.44
86045 | PO BOX | TUBA CITY | AZ | PRIMARY | 36.09 | -111.13
85701 | STANDARD | TUCSON | AZ | PRIMARY | 32.21 | -110.96
85702 | PO BOX | TUCSON | AZ | PRIMARY | 32.21 | -110.97
85703 | PO BOX | TUCSON | AZ | PRIMARY | 32.27 | -110.99
85704 | STANDARD | TUCSON | AZ | PRIMARY | 32.33 | -110.98
85705 | STANDARD | TUCSON | AZ | PRIMARY | 32.26 | -111
85706 | STANDARD | TUCSON | AZ | PRIMARY | 32.07 | -110.88
85707 | PO BOX | TUCSON | AZ | PRIMARY | 32.18 | -110.86
85708 | STANDARD | TUCSON | AZ | PRIMARY | 32.17 | -110.87
85709 | UNIQUE | TUCSON | AZ | PRIMARY | 32.23 | -111.01
85710 | STANDARD | TUCSON | AZ | PRIMARY | 32.22 | -110.82
85711 | STANDARD | TUCSON | AZ | PRIMARY | 32.21 | -110.88
85712 | STANDARD | TUCSON | AZ | PRIMARY | 32.25 | -110.87
85713 | STANDARD | TUCSON | AZ | PRIMARY | 32.19 | -110.98
85714 | STANDARD | TUCSON | AZ | PRIMARY | 32.16 | -110.91
85715 | STANDARD | TUCSON | AZ | PRIMARY | 32.25 | -110.82
85716 | STANDARD | TUCSON | AZ | PRIMARY | 32.24 | -110.92
85717 | PO BOX | TUCSON | AZ | PRIMARY | 32.24 | -110.94
85718 | STANDARD | TUCSON | AZ | PRIMARY | 32.31 | -110.92
85719 | STANDARD | TUCSON | AZ | PRIMARY | 32.24 | -110.95
85720 | PO BOX | TUCSON | AZ | PRIMARY | 32.19 | -110.89
85721 | UNIQUE | TUCSON | AZ | PRIMARY | 32.23 | -110.95
85722 | PO BOX | TUCSON | AZ | PRIMARY | 32.23 | -110.94
85723 | UNIQUE | TUCSON | AZ | PRIMARY | 32.19 | -111
85724 | UNIQUE | TUCSON | AZ | PRIMARY | 32.24 | -110.94
85725 | PO BOX | TUCSON | AZ | PRIMARY | 32.19 | -111.01
85726 | PO BOX | TUCSON | AZ | PRIMARY | 32.2 | -110.94
85728 | PO BOX | TUCSON | AZ | PRIMARY | 32.31 | -110.91
85730 | STANDARD | TUCSON | AZ | PRIMARY | 32.17 | -110.79
85731 | PO BOX | TUCSON | AZ | PRIMARY | 32.21 | -110.76
85732 | PO BOX | TUCSON | AZ | PRIMARY | 32.21 | -110.88
85733 | PO BOX | TUCSON | AZ | PRIMARY | 32.08 | -111.07
85734 | PO BOX | TUCSON | AZ | PRIMARY | 32.11 | -110.89
85735 | STANDARD | TUCSON | AZ | PRIMARY | 32.06 | -111.42
85736 | STANDARD | TUCSON | AZ | PRIMARY | 31.9 | -111.36
85737 | STANDARD | TUCSON | AZ | PRIMARY | 32.43 | -110.95
85738 | PO BOX | CATALINA | AZ | PRIMARY | 32.22 | -110.92
85739 | STANDARD | TUCSON | AZ | PRIMARY | 32.54 | -110.95
85740 | PO BOX | TUCSON | AZ | PRIMARY | 32.36 | -111.07
85741 | STANDARD | TUCSON | AZ | PRIMARY | 32.33 | -111.05
85742 | STANDARD | TUCSON | AZ | PRIMARY | 32.43 | -111.03
85743 | STANDARD | TUCSON | AZ | PRIMARY | 32.3 | -111.16
85744 | UNIQUE | TUCSON | AZ | PRIMARY | 32.04 | -110.67
85745 | STANDARD | TUCSON | AZ | PRIMARY | 32.25 | -111.08
85746 | STANDARD | TUCSON | AZ | PRIMARY | 32.09 | -111.08
85747 | STANDARD | TUCSON | AZ | PRIMARY | 32.1 | -110.68
85748 | STANDARD | TUCSON | AZ | PRIMARY | 32.21 | -110.75
85749 | STANDARD | TUCSON | AZ | PRIMARY | 32.28 | -110.73
85750 | STANDARD | TUCSON | AZ | PRIMARY | 32.29 | -110.83
85751 | PO BOX | TUCSON | AZ | PRIMARY | 32.24 | -110.83
85752 | PO BOX | TUCSON | AZ | PRIMARY | 32.35 | -111.04
85754 | PO BOX | TUCSON | AZ | PRIMARY | 32.23 | -111
85755 | STANDARD | TUCSON | AZ | PRIMARY | 32.46 | -110.97
85756 | STANDARD | TUCSON | AZ | PRIMARY | 32.07 | -110.92
85757 | STANDARD | TUCSON | AZ | PRIMARY | 32.08 | -111.11
85775 | UNIQUE | TUCSON | AZ | PRIMARY | 32.21 | -110.97
85640 | STANDARD | TUMACACORI | AZ | PRIMARY | 31.55 | -111.03
85645 | STANDARD | AMADO | AZ | PRIMARY | 31.71 | -111.02
85646 | PO BOX | TUBAC | AZ | PRIMARY | 31.63 | -111.06
85641 | STANDARD | VAIL | AZ | PRIMARY | 31.95 | -110.69
85191 | STANDARD | VALLEY FARMS | AZ | PRIMARY | 32.98 | -111.44
85940 | PO BOX | VERNON | AZ | PRIMARY | 34.22 | -109.64
85355 | STANDARD | WADDELL | AZ | PRIMARY | 33.55 | -112.43
85356 | STANDARD | WELLTON | AZ | PRIMARY | 32.7 | -114.17
85357 | PO BOX | WENDEN | AZ | PRIMARY | 34.06 | -113.51
85941 | PO BOX | WHITERIVER | AZ | PRIMARY | 33.8 | -110.09
85358 | PO BOX | WICKENBURG | AZ | PRIMARY | 33.96 | -112.74
85390 | STANDARD | WICKENBURG | AZ | PRIMARY | 33.9 | -112.9
85360 | PO BOX | WIKIEUP | AZ | PRIMARY | 34.79 | -113.37
85643 | STANDARD | WILLCOX | AZ | PRIMARY | 32.43 | -109.88
85644 | PO BOX | WILLCOX | AZ | PRIMARY | 32.25 | -109.83
86046 | STANDARD | WILLIAMS | AZ | PRIMARY | 35.37 | -112.26
86515 | PO BOX | WINDOW ROCK | AZ | PRIMARY | 35.69 | -108.98
85192 | STANDARD | WINKELMAN | AZ | PRIMARY | 32.88 | -110.66
86047 | STANDARD | WINSLOW | AZ | PRIMARY | 35.1 | -110.64
85361 | STANDARD | WITTMANN | AZ | PRIMARY | 33.72 | -112.65
85362 | PO BOX | YARNELL | AZ | PRIMARY | 34.26 | -112.78
85554 | PO BOX | YOUNG | AZ | PRIMARY | 34.08 | -111.01
85363 | STANDARD | YOUNGTOWN | AZ | PRIMARY | 33.58 | -112.3
86438 | PO BOX | YUCCA | AZ | PRIMARY | 34.76 | -114.01
85364 | STANDARD | YUMA | AZ | PRIMARY | 32.68 | -114.66
85365 | STANDARD | YUMA | AZ | PRIMARY | 32.72 | -114.51
85366 | PO BOX | YUMA | AZ | PRIMARY | 32.68 | -114.59
85367 | STANDARD | YUMA | AZ | PRIMARY | 32.68 | -114.38
85369 | PO BOX | YUMA | AZ | PRIMARY | 32.69 | -114.67
87510 | STANDARD | ABIQUIU | NM | PRIMARY | 36.2 | -106.31
87516 | STANDARD | CANONES | NM | PRIMARY | 36.18 | -106.43
88310 | STANDARD | ALAMOGORDO | NM | PRIMARY | 32.88 | -105.95
88311 | PO BOX | ALAMOGORDO | NM | PRIMARY | 32.88 | -105.95
87101 | STANDARD | ALBUQUERQUE | NM | PRIMARY | 35.11 | -106.62
87102 | STANDARD | ALBUQUERQUE | NM | PRIMARY | 35.11 | -106.62
87103 | PO BOX | ALBUQUERQUE | NM | PRIMARY | 35.11 | -106.62
87104 | STANDARD | ALBUQUERQUE | NM | PRIMARY | 35.11 | -106.62
87105 | STANDARD | ALBUQUERQUE | NM | PRIMARY | 35.11 | -106.62
87106 | STANDARD | ALBUQUERQUE | NM | PRIMARY | 35.11 | -106.62
87107 | STANDARD | ALBUQUERQUE | NM | PRIMARY | 35.11 | -106.62
87108 | STANDARD | ALBUQUERQUE | NM | PRIMARY | 35.11 | -106.62
87109 | STANDARD | ALBUQUERQUE | NM | PRIMARY | 35.11 | -106.62
87110 | STANDARD | ALBUQUERQUE | NM | PRIMARY | 35.11 | -106.62
87111 | STANDARD | ALBUQUERQUE | NM | PRIMARY | 35.11 | -106.62
87112 | STANDARD | ALBUQUERQUE | NM | PRIMARY | 35.11 | -106.62
87113 | STANDARD | ALBUQUERQUE | NM | PRIMARY | 35.11 | -106.62
87114 | STANDARD | ALBUQUERQUE | NM | PRIMARY | 35.11 | -106.62
87115 | STANDARD | ALBUQUERQUE | NM | PRIMARY | 35.11 | -106.62
87116 | STANDARD | ALBUQUERQUE | NM | PRIMARY | 35.11 | -106.62
87117 | UNIQUE | KIRTLAND AFB | NM | PRIMARY | 35.05 | -106.59
87119 | PO BOX | ALBUQUERQUE | NM | PRIMARY | 35.11 | -106.62
87120 | STANDARD | ALBUQUERQUE | NM | PRIMARY | 35.11 | -106.62
87121 | STANDARD | ALBUQUERQUE | NM | PRIMARY | 35.11 | -106.62
87122 | STANDARD | ALBUQUERQUE | NM | PRIMARY | 35.11 | -106.62
87123 | STANDARD | ALBUQUERQUE | NM | PRIMARY | 35.11 | -106.62
87124 | STANDARD | RIO RANCHO | NM | PRIMARY | 35.27 | -106.66
87125 | PO BOX | ALBUQUERQUE | NM | PRIMARY | 35.11 | -106.62
87131 | UNIQUE | ALBUQUERQUE | NM | PRIMARY | 35.11 | -106.62
87144 | STANDARD | RIO RANCHO | NM | PRIMARY | 35.32 | -106.71
87151 | UNIQUE | ALBUQUERQUE | NM | PRIMARY | 35.08 | -106.65
87153 | PO BOX | ALBUQUERQUE | NM | PRIMARY | 35.11 | -106.62
87154 | PO BOX | ALBUQUERQUE | NM | PRIMARY | 35.11 | -106.62
87158 | UNIQUE | ALBUQUERQUE | NM | PRIMARY | 35.11 | -106.62
87174 | PO BOX | RIO RANCHO | NM | PRIMARY | 35.27 | -106.66
87176 | PO BOX | ALBUQUERQUE | NM | PRIMARY | 35.11 | -106.62
87181 | PO BOX | ALBUQUERQUE | NM | PRIMARY | 35.11 | -106.62
87184 | PO BOX | ALBUQUERQUE | NM | PRIMARY | 35.11 | -106.62
87185 | PO BOX | ALBUQUERQUE | NM | PRIMARY | 35.11 | -106.62
87187 | PO BOX | ALBUQUERQUE | NM | PRIMARY | 35.11 | -106.62
87190 | PO BOX | ALBUQUERQUE | NM | PRIMARY | 35.11 | -106.62
87191 | PO BOX | ALBUQUERQUE | NM | PRIMARY | 35.11 | -106.62
87192 | PO BOX | ALBUQUERQUE | NM | PRIMARY | 35.11 | -106.62
87193 | PO BOX | ALBUQUERQUE | NM | PRIMARY | 35.11 | -106.62
87194 | PO BOX | ALBUQUERQUE | NM | PRIMARY | 35.11 | -106.62
87195 | PO BOX | ALBUQUERQUE | NM | PRIMARY | 35.11 | -106.62
87196 | PO BOX | ALBUQUERQUE | NM | PRIMARY | 35.11 | -106.62
87197 | PO BOX | ALBUQUERQUE | NM | PRIMARY | 35.11 | -106.62
87198 | PO BOX | ALBUQUERQUE | NM | PRIMARY | 35.11 | -106.62
87199 | PO BOX | ALBUQUERQUE | NM | PRIMARY | 35.11 | -106.62
87511 | PO BOX | ALCALDE | NM | PRIMARY | 36.08 | -106.05
88312 | STANDARD | ALTO | NM | PRIMARY | 33.39 | -105.68
87512 | PO BOX | AMALIA | NM | PRIMARY | 36.94 | -105.45
88410 | STANDARD | AMISTAD | NM | PRIMARY | 35.91 | -103.15
88020 | STANDARD | ANIMAS | NM | PRIMARY | 31.94 | -108.83
88021 | STANDARD | ANTHONY | NM | PRIMARY | 32 | -106.59
88024 | PO BOX | BERINO | NM | PRIMARY | 32.08 | -106.56
88081 | STANDARD | CHAPARRAL | NM | PRIMARY | 32.04 | -106.44
87711 | STANDARD | ANTON CHICO | NM | PRIMARY | 35.2 | -105.14
87820 | STANDARD | ARAGON | NM | PRIMARY | 33.88 | -108.53
87930 | STANDARD | ARREY | NM | PRIMARY | 32.84 | -107.31
87513 | PO BOX | ARROYO HONDO | NM | PRIMARY | 36.53 | -105.66
87514 | PO BOX | ARROYO SECO | NM | PRIMARY | 36.51 | -105.56
88210 | STANDARD | ARTESIA | NM | PRIMARY | 32.84 | -104.43
88211 | PO BOX | ARTESIA | NM | PRIMARY | 32.84 | -104.43
87410 | STANDARD | AZTEC | NM | PRIMARY | 36.82 | -108
88023 | STANDARD | BAYARD | NM | PRIMARY | 32.75 | -108.13
87002 | STANDARD | BELEN | NM | PRIMARY | 34.65 | -106.77
88314 | STANDARD | BENT | NM | PRIMARY | 33.15 | -105.88
87001 | STANDARD | ALGODONES | NM | PRIMARY | 35.38 | -106.47
87004 | STANDARD | BERNALILLO | NM | PRIMARY | 35.31 | -106.55
87412 | STANDARD | BLANCO | NM | PRIMARY | 36.61 | -107.73
87413 | STANDARD | BLOOMFIELD | NM | PRIMARY | 36.71 | -107.97
87005 | STANDARD | BLUEWATER | NM | PRIMARY | 35.14 | -108.23
87006 | STANDARD | BOSQUE | NM | PRIMARY | 34.47 | -106.8
88025 | STANDARD | BUCKHORN | NM | PRIMARY | 33.03 | -108.7
87712 | PO BOX | BUENA VISTA | NM | PRIMARY | 35.91 | -105.24
87931 | STANDARD | CABALLO | NM | PRIMARY | 32.97 | -107.3
87515 | PO BOX | CANJILON | NM | PRIMARY | 36.47 | -106.43
88316 | STANDARD | CAPITAN | NM | PRIMARY | 33.54 | -105.59
88220 | STANDARD | CARLSBAD | NM | PRIMARY | 32.4 | -104.23
88221 | PO BOX | CARLSBAD | NM | PRIMARY | 32.4 | -104.23
88301 | STANDARD | CARRIZOZO | NM | PRIMARY | 33.64 | -105.88
87517 | PO BOX | CARSON | NM | PRIMARY | 36.69 | -105.83
87007 | PO BOX | CASA BLANCA | NM | PRIMARY | 35 | -107.41
88113 | STANDARD | CAUSEY | NM | PRIMARY | 33.86 | -103.11
88123 | STANDARD | LINGO | NM | PRIMARY | 33.78 | -103.11
87518 | PO BOX | CEBOLLA | NM | PRIMARY | 36.53 | -106.48
87008 | STANDARD | CEDAR CREST | NM | PRIMARY | 35.1 | -106.37
88026 | PO BOX | SANTA CLARA | NM | PRIMARY | 32.79 | -108.16
87010 | STANDARD | CERRILLOS | NM | PRIMARY | 35.37 | -106.14
87519 | PO BOX | CERRO | NM | PRIMARY | 36.75 | -105.61
87713 | STANDARD | CHACON | NM | PRIMARY | 36.14 | -105.36
87520 | STANDARD | CHAMA | NM | PRIMARY | 36.89 | -106.58
88027 | PO BOX | CHAMBERINO | NM | PRIMARY | 31.97 | -106.96
87521 | STANDARD | CHAMISAL | NM | PRIMARY | 36.17 | -105.74
87576 | STANDARD | TRAMPAS | NM | PRIMARY | 36.15 | -105.62
87522 | STANDARD | CHIMAYO | NM | PRIMARY | 35.99 | -105.92
87311 | PO BOX | CHURCH ROCK | NM | PRIMARY | 35.53 | -108.59
87714 | STANDARD | CIMARRON | NM | PRIMARY | 36.5 | -104.91
87011 | PO BOX | CLAUNCH | NM | PRIMARY | 34.14 | -105.99
88415 | STANDARD | CLAYTON | NM | PRIMARY | 36.45 | -103.17
87715 | STANDARD | CLEVELAND | NM | PRIMARY | 35.99 | -105.37
88028 | PO BOX | CLIFF | NM | PRIMARY | 32.96 | -108.61
88317 | STANDARD | CLOUDCROFT | NM | PRIMARY | 32.95 | -105.73
88350 | PO BOX | TIMBERON | NM | PRIMARY | 32.63 | -105.69
88101 | STANDARD | CLOVIS | NM | PRIMARY | 34.41 | -103.2
88102 | PO BOX | CLOVIS | NM | PRIMARY | 34.41 | -103.2
88103 | PO BOX | CANNON AFB | NM | PRIMARY | 34.38 | -103.31
88133 | STANDARD | SAINT VRAIN | NM | PRIMARY | 34.41 | -103.48
88029 | PO BOX | COLUMBUS | NM | PRIMARY | 31.82 | -107.64
87312 | STANDARD | CONTINENTAL DIVIDE | NM | PRIMARY | 35.47 | -108.45
87347 | PO BOX | JAMESTOWN | NM | PRIMARY | 35.35 | -108.44
87523 | PO BOX | CORDOVA | NM | PRIMARY | 36 | -105.86
87578 | PO BOX | TRUCHAS | NM | PRIMARY | 36.04 | -105.81
88318 | STANDARD | CORONA | NM | PRIMARY | 34.24 | -105.59
87048 | STANDARD | CORRALES | NM | PRIMARY | 35.23 | -106.62
87524 | PO BOX | COSTILLA | NM | PRIMARY | 36.97 | -105.53
87012 | STANDARD | COYOTE | NM | PRIMARY | 36.16 | -106.61
87313 | PO BOX | CROWNPOINT | NM | PRIMARY | 35.68 | -108.14
87013 | STANDARD | CUBA | NM | PRIMARY | 36.02 | -106.95
87014 | STANDARD | CUBERO | NM | PRIMARY | 35.08 | -107.51
88417 | STANDARD | CUERVO | NM | PRIMARY | 35.03 | -104.4
87821 | STANDARD | DATIL | NM | PRIMARY | 34.14 | -107.84
88030 | STANDARD | DEMING | NM | PRIMARY | 32.26 | -107.75
88031 | PO BOX | DEMING | NM | PRIMARY | 32.26 | -107.75
87933 | STANDARD | DERRY | NM | PRIMARY | 32.78 | -107.28
88414 | STANDARD | CAPULIN | NM | PRIMARY | 36.74 | -103.99
88418 | STANDARD | DES MOINES | NM | PRIMARY | 36.76 | -103.83
88230 | STANDARD | DEXTER | NM | PRIMARY | 33.19 | -104.36
87527 | PO BOX | DIXON | NM | PRIMARY | 36.19 | -105.88
88032 | PO BOX | DONA ANA | NM | PRIMARY | 32.39 | -106.81
88115 | PO BOX | DORA | NM | PRIMARY | 33.93 | -103.33
87528 | STANDARD | DULCE | NM | PRIMARY | 36.93 | -106.99
87710 | PO BOX | ANGEL FIRE | NM | PRIMARY | 36.39 | -105.27
87718 | STANDARD | EAGLE NEST | NM | PRIMARY | 36.55 | -105.26
87015 | STANDARD | EDGEWOOD | NM | PRIMARY | 35.08 | -106.17
87935 | PO BOX | ELEPHANT BUTTE | NM | PRIMARY | 33.12 | -107.25
88116 | STANDARD | ELIDA | NM | PRIMARY | 33.94 | -103.65
88122 | PO BOX | KENNA | NM | PRIMARY | 33.84 | -103.77
87529 | STANDARD | EL PRADO | NM | PRIMARY | 36.43 | -105.65
87530 | STANDARD | EL RITO | NM | PRIMARY | 36.34 | -106.18
87531 | STANDARD | EMBUDO | NM | PRIMARY | 36.2 | -105.96
88321 | STANDARD | ENCINO | NM | PRIMARY | 34.65 | -105.45
87532 | STANDARD | ESPANOLA | NM | PRIMARY | 36 | -106.06
87533 | PO BOX | ESPANOLA | NM | PRIMARY | 36 | -106.06
87537 | STANDARD | HERNANDEZ | NM | PRIMARY | 36.06 | -106.11
87009 | STANDARD | CEDARVALE | NM | PRIMARY | 34.37 | -105.7
87016 | STANDARD | ESTANCIA | NM | PRIMARY | 34.76 | -106.06
87063 | STANDARD | WILLARD | NM | PRIMARY | 34.59 | -106.03
88231 | PO BOX | EUNICE | NM | PRIMARY | 32.44 | -103.19
88033 | PO BOX | FAIRACRES | NM | PRIMARY | 32.31 | -107.06
87401 | STANDARD | FARMINGTON | NM | PRIMARY | 36.75 | -108.18
87402 | STANDARD | FARMINGTON | NM | PRIMARY | 36.75 | -108.18
87499 | PO BOX | FARMINGTON | NM | PRIMARY | 36.75 | -108.18
88034 | STANDARD | FAYWOOD | NM | PRIMARY | 32.56 | -108.02
87315 | STANDARD | FENCE LAKE | NM | PRIMARY | 34.65 | -108.67
87415 | STANDARD | FLORA VISTA | NM | PRIMARY | 36.8 | -108.08
88118 | STANDARD | FLOYD | NM | PRIMARY | 34.21 | -103.54
88419 | STANDARD | FOLSOM | NM | PRIMARY | 36.84 | -103.91
88323 | PO BOX | FORT STANTON | NM | PRIMARY | 33.49 | -105.52
88119 | STANDARD | FORT SUMNER | NM | PRIMARY | 34.47 | -104.23
87316 | PO BOX | FORT WINGATE | NM | PRIMARY | 35.46 | -108.54
87416 | STANDARD | FRUITLAND | NM | PRIMARY | 36.73 | -108.39
87017 | STANDARD | GALLINA | NM | PRIMARY | 36.23 | -106.85
87301 | STANDARD | GALLUP | NM | PRIMARY | 35.52 | -108.73
87302 | UNIQUE | GALLUP | NM | PRIMARY | 35.52 | -108.73
87305 | PO BOX | GALLUP | NM | PRIMARY | 35.52 | -108.73
87310 | PO BOX | BRIMHALL | NM | PRIMARY | 35.8 | -108.57
87317 | STANDARD | GAMERCO | NM | PRIMARY | 35.57 | -108.76
87319 | PO BOX | MENTMORE | NM | PRIMARY | 35.51 | -108.84
87326 | PO BOX | VANDERWAGEN | NM | PRIMARY | 35.26 | -108.8
87328 | PO BOX | NAVAJO | NM | PRIMARY | 35.89 | -109.03
87375 | PO BOX | YATAHEY | NM | PRIMARY | 35.61 | -108.71
87936 | STANDARD | GARFIELD | NM | PRIMARY | 32.75 | -107.26
88421 | STANDARD | GARITA | NM | PRIMARY | 35.35 | -104.48
88038 | PO BOX | GILA | NM | PRIMARY | 32.96 | -108.57
88422 | STANDARD | GLADSTONE | NM | PRIMARY | 36.3 | -103.97
88324 | STANDARD | GLENCOE | NM | PRIMARY | 33.4 | -105.44
88039 | STANDARD | GLENWOOD | NM | PRIMARY | 33.31 | -108.88
87535 | STANDARD | GLORIETA | NM | PRIMARY | 35.58 | -105.76
88112 | STANDARD | BROADVIEW | NM | PRIMARY | 34.81 | -103.21
88120 | STANDARD | GRADY | NM | PRIMARY | 34.82 | -103.31
87020 | STANDARD | GRANTS | NM | PRIMARY | 35.15 | -107.83
87021 | PO BOX | MILAN | NM | PRIMARY | 35.18 | -107.89
88424 | STANDARD | GRENVILLE | NM | PRIMARY | 36.59 | -103.61
87722 | STANDARD | GUADALUPITA | NM | PRIMARY | 36.13 | -105.23
88040 | PO BOX | HACHITA | NM | PRIMARY | 31.91 | -108.32
88232 | STANDARD | HAGERMAN | NM | PRIMARY | 33.11 | -104.32
88041 | STANDARD | HANOVER | NM | PRIMARY | 32.88 | -108.08
87937 | STANDARD | HATCH | NM | PRIMARY | 32.66 | -107.15
88325 | PO BOX | HIGH ROLLS MOUNTAIN PARK | NM | PRIMARY | 32.97 | -105.79
88042 | STANDARD | HILLSBORO | NM | PRIMARY | 32.92 | -107.56
88240 | STANDARD | HOBBS | NM | PRIMARY | 32.73 | -103.16
88241 | PO BOX | HOBBS | NM | PRIMARY | 32.73 | -103.16
88242 | STANDARD | HOBBS | NM | PRIMARY | 32.73 | -103.16
88244 | UNIQUE | HOBBS | NM | PRIMARY | 32.73 | -103.16
88330 | STANDARD | HOLLOMAN AIR FORCE BASE | NM | PRIMARY | 32.83 | -106.11
87723 | STANDARD | HOLMAN | NM | PRIMARY | 36.03 | -105.38
88336 | STANDARD | HONDO | NM | PRIMARY | 33.38 | -105.27
88250 | STANDARD | HOPE | NM | PRIMARY | 32.81 | -104.73
88121 | STANDARD | HOUSE | NM | PRIMARY | 34.64 | -103.9
88043 | STANDARD | HURLEY | NM | PRIMARY | 32.69 | -108.13
87022 | PO BOX | ISLETA | NM | PRIMARY | 34.91 | -106.82
88252 | STANDARD | JAL | NM | PRIMARY | 32.11 | -103.18
87023 | STANDARD | JARALES | NM | PRIMARY | 34.61 | -106.76
87024 | STANDARD | JEMEZ PUEBLO | NM | PRIMARY | 35.61 | -106.72
87025 | STANDARD | JEMEZ SPRINGS | NM | PRIMARY | 35.77 | -106.68
87417 | STANDARD | KIRTLAND | NM | PRIMARY | 36.73 | -108.34
87026 | STANDARD | LAGUNA | NM | PRIMARY | 35.03 | -107.39
87027 | STANDARD | LA JARA | NM | PRIMARY | 36.08 | -106.97
87046 | STANDARD | REGINA | NM | PRIMARY | 36.18 | -106.95
87028 | STANDARD | LA JOYA | NM | PRIMARY | 34.34 | -106.84
88253 | STANDARD | LAKE ARTHUR | NM | PRIMARY | 32.99 | -104.36
88254 | PO BOX | LAKEWOOD | NM | PRIMARY | 32.61 | -104.35
87724 | STANDARD | LA LOMA | NM | PRIMARY | 35.19 | -105.08
88337 | STANDARD | LA LUZ | NM | PRIMARY | 32.97 | -105.93
87539 | STANDARD | LA MADERA | NM | PRIMARY | 36.38 | -106.04
88044 | STANDARD | LA MESA | NM | PRIMARY | 32.12 | -106.7
87418 | STANDARD | LA PLATA | NM | PRIMARY | 36.92 | -108.19
88001 | STANDARD | LAS CRUCES | NM | PRIMARY | 32.33 | -106.75
88002 | STANDARD | WHITE SANDS MISSILE RANGE | NM | PRIMARY | 32.26 | -106.47
88003 | PO BOX | LAS CRUCES | NM | PRIMARY | 32.33 | -106.75
88004 | PO BOX | LAS CRUCES | NM | PRIMARY | 32.33 | -106.75
88005 | STANDARD | LAS CRUCES | NM | PRIMARY | 32.33 | -106.75
88006 | PO BOX | LAS CRUCES | NM | PRIMARY | 32.33 | -106.75
88007 | STANDARD | LAS CRUCES | NM | PRIMARY | 32.33 | -106.75
88011 | STANDARD | LAS CRUCES | NM | PRIMARY | 32.33 | -106.75
88012 | STANDARD | LAS CRUCES | NM | PRIMARY | 32.33 | -106.75
88013 | PO BOX | LAS CRUCES | NM | PRIMARY | 32.31 | -106.79
87701 | STANDARD | LAS VEGAS | NM | PRIMARY | 35.59 | -105.22
87745 | STANDARD | SAPELLO | NM | PRIMARY | 35.77 | -105.25
87823 | STANDARD | LEMITAR | NM | PRIMARY | 34.16 | -106.91
88338 | STANDARD | LINCOLN | NM | PRIMARY | 33.49 | -105.38
87029 | STANDARD | LINDRITH | NM | PRIMARY | 36.3 | -107.04
88255 | PO BOX | LOCO HILLS | NM | PRIMARY | 32.81 | -103.97
88426 | STANDARD | LOGAN | NM | PRIMARY | 35.36 | -103.44
88009 | PO BOX | PLAYAS | NM | PRIMARY | 32.02 | -108.68
88045 | STANDARD | LORDSBURG | NM | PRIMARY | 32.34 | -108.7
88055 | PO BOX | REDROCK | NM | PRIMARY | 32.68 | -108.73
87544 | STANDARD | LOS ALAMOS | NM | PRIMARY | 35.89 | -106.28
87545 | UNIQUE | LOS ALAMOS | NM | PRIMARY | 35.89 | -106.28
87031 | STANDARD | LOS LUNAS | NM | PRIMARY | 34.81 | -106.73
87551 | STANDARD | LOS OJOS | NM | PRIMARY | 36.72 | -106.56
88256 | STANDARD | LOVING | NM | PRIMARY | 32.28 | -104.09
88260 | STANDARD | LOVINGTON | NM | PRIMARY | 32.94 | -103.35
88262 | PO BOX | MCDONALD | NM | PRIMARY | 33.07 | -103.21
87824 | PO BOX | LUNA | NM | PRIMARY | 33.81 | -108.95
88427 | STANDARD | MCALISTER | NM | PRIMARY | 34.74 | -103.66
87032 | PO BOX | MCINTOSH | NM | PRIMARY | 34.85 | -106.04
87825 | STANDARD | MAGDALENA | NM | PRIMARY | 34.11 | -107.23
88263 | PO BOX | MALAGA | NM | PRIMARY | 32.22 | -104.07
88264 | STANDARD | MALJAMAR | NM | PRIMARY | 32.85 | -103.76
87728 | STANDARD | MAXWELL | NM | PRIMARY | 36.54 | -104.54
88339 | STANDARD | MAYHILL | NM | PRIMARY | 32.88 | -105.47
87548 | PO BOX | MEDANALES | NM | PRIMARY | 36.17 | -106.18
88124 | STANDARD | MELROSE | NM | PRIMARY | 34.42 | -103.62
88340 | STANDARD | MESCALERO | NM | PRIMARY | 33.15 | -105.79
88046 | PO BOX | MESILLA | NM | PRIMARY | 32.27 | -106.8
88047 | STANDARD | MESILLA PARK | NM | PRIMARY | 32.27 | -106.61
88048 | STANDARD | MESQUITE | NM | PRIMARY | 32.16 | -106.69
88072 | STANDARD | VADO | NM | PRIMARY | 32.11 | -106.66
87730 | STANDARD | MILLS | NM | PRIMARY | 36.08 | -104.25
88125 | STANDARD | MILNESAND | NM | PRIMARY | 33.64 | -103.33
88049 | STANDARD | MIMBRES | NM | PRIMARY | 32.85 | -107.97
87731 | STANDARD | MONTEZUMA | NM | PRIMARY | 35.65 | -105.27
87939 | STANDARD | MONTICELLO | NM | PRIMARY | 33.39 | -107.45
88265 | STANDARD | MONUMENT | NM | PRIMARY | 32.62 | -103.26
87732 | STANDARD | MORA | NM | PRIMARY | 35.97 | -105.32
87035 | STANDARD | MORIARTY | NM | PRIMARY | 35 | -106.04
87056 | STANDARD | STANLEY | NM | PRIMARY | 35.14 | -105.97
87070 | PO BOX | CLINES CORNERS | NM | PRIMARY | 35 | -105.66
87733 | STANDARD | MOSQUERO | NM | PRIMARY | 35.77 | -103.95
87036 | STANDARD | MOUNTAINAIR | NM | PRIMARY | 34.52 | -106.24
88051 | PO BOX | MULE CREEK | NM | PRIMARY | 33.12 | -108.95
87018 | STANDARD | COUNSELOR | NM | PRIMARY | 36.13 | -106.93
87037 | PO BOX | NAGEEZI | NM | PRIMARY | 36.26 | -107.74
88430 | STANDARD | NARA VISA | NM | PRIMARY | 35.6 | -103.09
87419 | STANDARD | NAVAJO DAM | NM | PRIMARY | 36.8 | -107.61
88431 | STANDARD | NEWKIRK | NM | PRIMARY | 35.06 | -104.26
87038 | PO BOX | NEW LAGUNA | NM | PRIMARY | 35.04 | -107.42
88341 | STANDARD | NOGAL | NM | PRIMARY | 33.55 | -105.7
87734 | STANDARD | OCATE | NM | PRIMARY | 36.17 | -105.04
87549 | STANDARD | OJO CALIENTE | NM | PRIMARY | 36.3 | -106.04
88052 | PO BOX | ORGAN | NM | PRIMARY | 32.42 | -106.59
88342 | PO BOX | OROGRANDE | NM | PRIMARY | 32.37 | -106.08
87040 | PO BOX | PAGUATE | NM | PRIMARY | 35.13 | -107.37
87552 | STANDARD | PECOS | NM | PRIMARY | 35.57 | -105.67
87041 | STANDARD | PENA BLANCA | NM | PRIMARY | 35.57 | -106.33
87072 | PO BOX | COCHITI PUEBLO | NM | PRIMARY | 35.6 | -106.34
87083 | STANDARD | COCHITI LAKE | NM | PRIMARY | 35.64 | -106.33
87553 | STANDARD | PENASCO | NM | PRIMARY | 36.17 | -105.69
88126 | STANDARD | PEP | NM | PRIMARY | 33.83 | -103.33
87042 | STANDARD | PERALTA | NM | PRIMARY | 34.82 | -106.68
87068 | STANDARD | BOSQUE FARMS | NM | PRIMARY | 34.85 | -106.7
87554 | PO BOX | PETACA | NM | PRIMARY | 36.5 | -106.01
88343 | STANDARD | PICACHO | NM | PRIMARY | 33.35 | -105.14
87827 | STANDARD | PIE TOWN | NM | PRIMARY | 34.33 | -108.28
88344 | STANDARD | PINON | NM | PRIMARY | 32.61 | -105.39
87043 | STANDARD | PLACITAS | NM | PRIMARY | 35.32 | -106.46
87828 | STANDARD | POLVADERA | NM | PRIMARY | 34.13 | -106.85
88114 | STANDARD | CROSSROADS | NM | PRIMARY | 33.51 | -103.33
88130 | STANDARD | PORTALES | NM | PRIMARY | 34.18 | -103.34
87045 | STANDARD | PREWITT | NM | PRIMARY | 35.36 | -108.04
87829 | STANDARD | QUEMADO | NM | PRIMARY | 34.31 | -108.79
87556 | STANDARD | QUESTA | NM | PRIMARY | 36.71 | -105.59
88054 | PO BOX | RADIUM SPRINGS | NM | PRIMARY | 32.5 | -106.92
87736 | PO BOX | RAINSVILLE | NM | PRIMARY | 35.97 | -105.2
87321 | STANDARD | RAMAH | NM | PRIMARY | 35.13 | -108.49
87357 | PO BOX | PINEHILL | NM | PRIMARY | 34.81 | -108.45
87557 | STANDARD | RANCHOS DE TAOS | NM | PRIMARY | 36.36 | -105.6
87740 | STANDARD | RATON | NM | PRIMARY | 36.88 | -104.44
87558 | PO BOX | RED RIVER | NM | PRIMARY | 36.7 | -105.4
87322 | PO BOX | REHOBOTH | NM | PRIMARY | 35.49 | -108.65
87830 | STANDARD | RESERVE | NM | PRIMARY | 33.7 | -108.76
87560 | STANDARD | RIBERA | NM | PRIMARY | 35.37 | -105.44
87940 | STANDARD | RINCON | NM | PRIMARY | 32.67 | -107.06
87742 | STANDARD | ROCIADA | NM | PRIMARY | 35.83 | -105.42
88056 | PO BOX | RODEO | NM | PRIMARY | 31.83 | -109.03
88132 | STANDARD | ROGERS | NM | PRIMARY | 33.98 | -103.23
88201 | STANDARD | ROSWELL | NM | PRIMARY | 33.37 | -104.52
88202 | PO BOX | ROSWELL | NM | PRIMARY | 33.37 | -104.52
88203 | STANDARD | ROSWELL | NM | PRIMARY | 33.33 | -104.52
87538 | STANDARD | ILFELD | NM | PRIMARY | 35.48 | -105.4
87562 | PO BOX | ROWE | NM | PRIMARY | 35.49 | -105.67
87743 | STANDARD | ROY | NM | PRIMARY | 35.94 | -104.19
88345 | STANDARD | RUIDOSO | NM | PRIMARY | 33.36 | -105.64
88355 | PO BOX | RUIDOSO | NM | PRIMARY | 33.36 | -105.64
88346 | STANDARD | RUIDOSO DOWNS | NM | PRIMARY | 33.33 | -105.6
88347 | STANDARD | SACRAMENTO | NM | PRIMARY | 32.79 | -105.56
87941 | STANDARD | SALEM | NM | PRIMARY | 32.7 | -107.21
87831 | STANDARD | SAN ACACIA | NM | PRIMARY | 34.25 | -106.89
87832 | STANDARD | SAN ANTONIO | NM | PRIMARY | 33.91 | -106.86
87564 | PO BOX | SAN CRISTOBAL | NM | PRIMARY | 36.59 | -105.63
87047 | STANDARD | SANDIA PARK | NM | PRIMARY | 35.16 | -106.36
87034 | PO BOX | PUEBLO OF ACOMA | NM | PRIMARY | 34.9 | -107.58
87049 | PO BOX | SAN FIDEL | NM | PRIMARY | 35.08 | -107.59
88411 | STANDARD | BARD | NM | PRIMARY | 35.12 | -103.3
88434 | STANDARD | SAN JON | NM | PRIMARY | 35.11 | -103.32
87565 | STANDARD | SAN JOSE | NM | PRIMARY | 36.03 | -106.09
87566 | STANDARD | OHKAY OWINGEH | NM | PRIMARY | 36.05 | -106.07
88058 | PO BOX | SAN MIGUEL | NM | PRIMARY | 32.15 | -106.73
88348 | STANDARD | SAN PATRICIO | NM | PRIMARY | 33.4 | -105.32
87051 | PO BOX | SAN RAFAEL | NM | PRIMARY | 35.11 | -107.88
87567 | STANDARD | SANTA CRUZ | NM | PRIMARY | 35.98 | -106.01
87501 | STANDARD | SANTA FE | NM | PRIMARY | 35.67 | -105.95
87502 | PO BOX | SANTA FE | NM | PRIMARY | 35.67 | -105.95
87503 | UNIQUE | SANTA FE | NM | PRIMARY | 35.67 | -105.95
87504 | PO BOX | SANTA FE | NM | PRIMARY | 35.67 | -105.95
87505 | STANDARD | SANTA FE | NM | PRIMARY | 35.67 | -105.95
87506 | STANDARD | SANTA FE | NM | PRIMARY | 35.67 | -105.95
87507 | STANDARD | SANTA FE | NM | PRIMARY | 35.67 | -105.95
87508 | STANDARD | SANTA FE | NM | PRIMARY | 35.57 | -106.11
87509 | UNIQUE | SANTA FE | NM | PRIMARY | 35.67 | -105.95
87540 | STANDARD | LAMY | NM | PRIMARY | 35.48 | -105.87
87592 | PO BOX | SANTA FE | NM | PRIMARY | 35.67 | -105.95
87594 | PO BOX | SANTA FE | NM | PRIMARY | 35.67 | -105.95
88435 | STANDARD | SANTA ROSA | NM | PRIMARY | 34.94 | -104.67
87052 | STANDARD | SANTO DOMINGO PUEBLO | NM | PRIMARY | 35.51 | -106.36
87044 | STANDARD | PONDEROSA | NM | PRIMARY | 34.98 | -106.3
87053 | STANDARD | SAN YSIDRO | NM | PRIMARY | 35.55 | -106.77
88436 | STANDARD | SEDAN | NM | PRIMARY | 36.14 | -103.13
87569 | PO BOX | SERAFINA | NM | PRIMARY | 35.48 | -105.4
87420 | STANDARD | SHIPROCK | NM | PRIMARY | 36.79 | -108.69
87455 | PO BOX | NEWCOMB | NM | PRIMARY | 36.28 | -108.7
87461 | PO BOX | SANOSTEE | NM | PRIMARY | 36.43 | -108.87
88022 | STANDARD | ARENAS VALLEY | NM | PRIMARY | 33.01 | -108.28
88036 | PO BOX | FORT BAYARD | NM | PRIMARY | 32.79 | -108.14
88053 | PO BOX | PINOS ALTOS | NM | PRIMARY | 32.88 | -108.24
88061 | STANDARD | SILVER CITY | NM | PRIMARY | 32.78 | -108.26
88062 | PO BOX | SILVER CITY | NM | PRIMARY | 32.78 | -108.26
87801 | STANDARD | SOCORRO | NM | PRIMARY | 34.05 | -106.9
87746 | STANDARD | SOLANO | NM | PRIMARY | 35.84 | -104.06
87729 | STANDARD | MIAMI | NM | PRIMARY | 36.35 | -104.79
87747 | STANDARD | SPRINGER | NM | PRIMARY | 36.36 | -104.59
88008 | STANDARD | SANTA TERESA | NM | PRIMARY | 31.87 | -106.64
88063 | STANDARD | SUNLAND PARK | NM | PRIMARY | 31.79 | -106.57
88349 | PO BOX | SUNSPOT | NM | PRIMARY | 32.8 | -105.78
88134 | STANDARD | TAIBAN | NM | PRIMARY | 34.44 | -104
87525 | PO BOX | TAOS SKI VALLEY | NM | PRIMARY | 36.6 | -105.45
87571 | STANDARD | TAOS | NM | PRIMARY | 36.38 | -105.57
87580 | STANDARD | VALDEZ | NM | PRIMARY | 36.53 | -105.58
88213 | STANDARD | CAPROCK | NM | PRIMARY | 33.39 | -103.71
88267 | STANDARD | TATUM | NM | PRIMARY | 33.25 | -103.31
87573 | STANDARD | TERERRO | NM | PRIMARY | 35.74 | -105.67
87574 | PO BOX | TESUQUE | NM | PRIMARY | 35.76 | -105.92
88135 | STANDARD | TEXICO | NM | PRIMARY | 34.38 | -103.05
87323 | STANDARD | THOREAU | NM | PRIMARY | 35.4 | -108.22
87365 | PO BOX | SMITH LAKE | NM | PRIMARY | 35.77 | -107.98
87575 | STANDARD | TIERRA AMARILLA | NM | PRIMARY | 36.7 | -106.54
87059 | STANDARD | TIJERAS | NM | PRIMARY | 35.08 | -106.37
88351 | STANDARD | TINNIE | NM | PRIMARY | 33.27 | -105.13
87320 | PO BOX | MEXICAN SPRINGS | NM | PRIMARY | 35.78 | -108.8
87325 | STANDARD | TOHATCHI | NM | PRIMARY | 35.85 | -108.75
87364 | PO BOX | SHEEP SPRINGS | NM | PRIMARY | 36.14 | -108.7
87060 | PO BOX | TOME | NM | PRIMARY | 34.74 | -106.71
87061 | PO BOX | TORREON | NM | PRIMARY | 34.72 | -106.29
88439 | STANDARD | TREMENTINA | NM | PRIMARY | 35.47 | -104.52
87577 | PO BOX | TRES PIEDRAS | NM | PRIMARY | 36.64 | -105.96
87901 | STANDARD | TRUTH OR CONSEQUENCES | NM | PRIMARY | 33.13 | -107.24
88401 | STANDARD | TUCUMCARI | NM | PRIMARY | 35.16 | -103.72
88416 | PO BOX | CONCHAS DAM | NM | PRIMARY | 35.34 | -103.98
88433 | STANDARD | QUAY | NM | PRIMARY | 34.93 | -103.76
88352 | STANDARD | TULAROSA | NM | PRIMARY | 33.07 | -106.02
88065 | PO BOX | TYRONE | NM | PRIMARY | 32.65 | -108.35
87749 | PO BOX | UTE PARK | NM | PRIMARY | 36.55 | -105.11
87543 | PO BOX | LLANO | NM | PRIMARY | 36.14 | -105.68
87579 | STANDARD | VADITO | NM | PRIMARY | 36.19 | -105.67
87581 | STANDARD | VALLECITOS | NM | PRIMARY | 36.49 | -106.12
88353 | PO BOX | VAUGHN | NM | PRIMARY | 34.6 | -105.21
87062 | STANDARD | VEGUITA | NM | PRIMARY | 34.51 | -106.76
87582 | PO BOX | VELARDE | NM | PRIMARY | 36.15 | -105.97
87583 | PO BOX | VILLANUEVA | NM | PRIMARY | 35.26 | -105.36
87735 | STANDARD | OJO FELIZ | NM | PRIMARY | 36.05 | -105.11
87752 | STANDARD | WAGON MOUND | NM | PRIMARY | 36 | -104.71
87421 | STANDARD | WATERFLOW | NM | PRIMARY | 36.81 | -108.41
87750 | STANDARD | VALMORA | NM | PRIMARY | 35.81 | -104.92
87753 | PO BOX | WATROUS | NM | PRIMARY | 35.79 | -104.98
88354 | STANDARD | WEED | NM | PRIMARY | 32.8 | -105.51
88268 | PO BOX | WHITES CITY | NM | PRIMARY | 32.17 | -104.37
87942 | STANDARD | WILLIAMSBURG | NM | PRIMARY | 33.11 | -107.29
87943 | STANDARD | WINSTON | NM | PRIMARY | 33.34 | -107.51
88136 | STANDARD | YESO | NM | PRIMARY | 34.43 | -104.6
87064 | STANDARD | YOUNGSVILLE | NM | PRIMARY | 36.18 | -106.55
87327 | PO BOX | ZUNI | NM | PRIMARY | 35.08 | -108.76
79821 | STANDARD | ANTHONY | TX | PRIMARY | 31.99 | -106.59
96101 | STANDARD | ALTURAS | CA | PRIMARY | 41.43 | -120.53
96103 | STANDARD | BLAIRSDEN-GRAEAGLE | CA | PRIMARY | 39.78 | -120.65
96140 | PO BOX | CARNELIAN BAY | CA | PRIMARY | 39.22 | -120.08
96104 | STANDARD | CEDARVILLE | CA | PRIMARY | 41.48 | -120.14
96105 | STANDARD | CHILCOOT | CA | PRIMARY | 39.87 | -120.2
96106 | PO BOX | CLIO | CA | PRIMARY | 39.72 | -120.57
96107 | STANDARD | COLEVILLE | CA | PRIMARY | 38.47 | -119.48
96108 | STANDARD | DAVIS CREEK | CA | PRIMARY | 41.75 | -120.4
96109 | STANDARD | DOYLE | CA | PRIMARY | 39.94 | -120.06
96110 | PO BOX | EAGLEVILLE | CA | PRIMARY | 41.3 | -120.1
96111 | PO BOX | FLORISTON | CA | PRIMARY | 39.39 | -120.02
96112 | STANDARD | FORT BIDWELL | CA | PRIMARY | 41.88 | -120.11
96113 | PO BOX | HERLONG | CA | PRIMARY | 40.2 | -120.19
96141 | PO BOX | HOMEWOOD | CA | PRIMARY | 39.1 | -120.19
96142 | PO BOX | TAHOMA | CA | PRIMARY | 39.02 | -120.14
96114 | STANDARD | JANESVILLE | CA | PRIMARY | 40.28 | -120.5
96136 | STANDARD | WENDEL | CA | PRIMARY | 40.31 | -120.2
96143 | PO BOX | KINGS BEACH | CA | PRIMARY | 39.24 | -120.04
96115 | STANDARD | LAKE CITY | CA | PRIMARY | 41.71 | -120.23
96116 | PO BOX | LIKELY | CA | PRIMARY | 41.29 | -120.44
96117 | STANDARD | LITCHFIELD | CA | PRIMARY | 40.51 | -120.31
96118 | STANDARD | LOYALTON | CA | PRIMARY | 39.63 | -120.21
96119 | PO BOX | MADELINE | CA | PRIMARY | 41.05 | -120.49
96120 | STANDARD | MARKLEEVILLE | CA | PRIMARY | 38.73 | -119.84
96121 | STANDARD | MILFORD | CA | PRIMARY | 40.18 | -120.36
96122 | STANDARD | PORTOLA | CA | PRIMARY | 39.79 | -120.46
96129 | STANDARD | BECKWOURTH | CA | PRIMARY | 39.82 | -120.37
96123 | STANDARD | RAVENDALE | CA | PRIMARY | 40.82 | -120.28
96132 | STANDARD | TERMO | CA | PRIMARY | 40.94 | -120.64
96124 | STANDARD | CALPINE | CA | PRIMARY | 39.66 | -120.43
96125 | STANDARD | SIERRA CITY | CA | PRIMARY | 39.6 | -120.65
96126 | STANDARD | SIERRAVILLE | CA | PRIMARY | 39.57 | -120.34
96150 | STANDARD | SOUTH LAKE TAHOE | CA | PRIMARY | 38.84 | -120.01
96151 | PO BOX | SOUTH LAKE TAHOE | CA | PRIMARY | 38.94 | -119.97
96152 | PO BOX | SOUTH LAKE TAHOE | CA | PRIMARY | 38.94 | -119.97
96154 | PO BOX | SOUTH LAKE TAHOE | CA | PRIMARY | 38.94 | -119.97
96155 | PO BOX | SOUTH LAKE TAHOE | CA | PRIMARY | 38.78 | -120.07
96156 | PO BOX | SOUTH LAKE TAHOE | CA | PRIMARY | 38.94 | -119.97
96157 | PO BOX | SOUTH LAKE TAHOE | CA | PRIMARY | 38.94 | -119.97
96158 | PO BOX | SOUTH LAKE TAHOE | CA | PRIMARY | 38.92 | -119.96
96128 | STANDARD | STANDISH | CA | PRIMARY | 40.35 | -120.38
96127 | PO BOX | SUSANVILLE | CA | PRIMARY | 40.41 | -120.65
96130 | STANDARD | SUSANVILLE | CA | PRIMARY | 40.57 | -120.61
96145 | PO BOX | TAHOE CITY | CA | PRIMARY | 39.18 | -120.14
96146 | STANDARD | OLYMPIC VALLEY | CA | PRIMARY | 39.19 | -120.22
96148 | PO BOX | TAHOE VISTA | CA | PRIMARY | 39.24 | -120.05
96133 | STANDARD | TOPAZ | CA | PRIMARY | 38.64 | -119.48
96160 | PO BOX | TRUCKEE | CA | PRIMARY | 39.32 | -120.18
96161 | STANDARD | TRUCKEE | CA | PRIMARY | 39.33 | -120.24
96162 | PO BOX | TRUCKEE | CA | PRIMARY | 39.3 | -120.31
96134 | STANDARD | TULELAKE | CA | PRIMARY | 41.8 | -121.46
96135 | PO BOX | VINTON | CA | PRIMARY | 39.71 | -120.21
96137 | STANDARD | WESTWOOD | CA | PRIMARY | 40.26 | -121.02
89001 | STANDARD | ALAMO | NV | PRIMARY | 37.27 | -115.2
89017 | STANDARD | HIKO | NV | PRIMARY | 37.72 | -115.33
89020 | STANDARD | AMARGOSA VALLEY | NV | PRIMARY | 36.53 | -116.47
89310 | STANDARD | AUSTIN | NV | PRIMARY | 39.54 | -117.19
89311 | STANDARD | BAKER | NV | PRIMARY | 38.9 | -114.2
89820 | STANDARD | BATTLE MOUNTAIN | NV | PRIMARY | 40.47 | -117.03
89003 | PO BOX | BEATTY | NV | PRIMARY | 37.09 | -116.79
89004 | PO BOX | BLUE DIAMOND | NV | PRIMARY | 36.03 | -115.41
89005 | STANDARD | BOULDER CITY | NV | PRIMARY | 35.91 | -114.8
89006 | PO BOX | BOULDER CITY | NV | PRIMARY | 35.96 | -114.83
89007 | PO BOX | BUNKERVILLE | NV | PRIMARY | 36.72 | -114.14
89008 | STANDARD | CALIENTE | NV | PRIMARY | 37.32 | -114.53
89821 | STANDARD | CRESCENT VALLEY | NV | PRIMARY | 40.52 | -116.36
89822 | STANDARD | CARLIN | NV | PRIMARY | 40.73 | -116.1
89701 | STANDARD | CARSON CITY | NV | PRIMARY | 39.14 | -119.71
89702 | PO BOX | CARSON CITY | NV | PRIMARY | 39.07 | -119.79
89703 | STANDARD | CARSON CITY | NV | PRIMARY | 39.16 | -119.86
89704 | STANDARD | WASHOE VALLEY | NV | PRIMARY | 39.26 | -119.79
89705 | STANDARD | CARSON CITY | NV | PRIMARY | 39.05 | -119.83
89706 | STANDARD | CARSON CITY | NV | PRIMARY | 39.21 | -119.71
89711 | UNIQUE | CARSON CITY | NV | PRIMARY | 39.16 | -119.76
89712 | UNIQUE | CARSON CITY | NV | PRIMARY | 39.16 | -119.76
89713 | UNIQUE | CARSON CITY | NV | PRIMARY | 39.16 | -119.76
89714 | UNIQUE | CARSON CITY | NV | PRIMARY | 39.13 | -119.66
89721 | PO BOX | CARSON CITY | NV | PRIMARY | 38.97 | -119.72
89402 | PO BOX | CRYSTAL BAY | NV | PRIMARY | 39.28 | -119.95
89450 | PO BOX | INCLINE VILLAGE | NV | PRIMARY | 39.25 | -119.95
89451 | STANDARD | INCLINE VILLAGE | NV | PRIMARY | 39.24 | -119.92
89452 | PO BOX | INCLINE VILLAGE | NV | PRIMARY | 39.24 | -119.96
89403 | STANDARD | DAYTON | NV | PRIMARY | 39.26 | -119.48
89823 | STANDARD | DEETH | NV | PRIMARY | 41.4 | -115.48
89404 | PO BOX | DENIO | NV | PRIMARY | 41.75 | -118.66
89010 | STANDARD | DYER | NV | PRIMARY | 37.68 | -117.93
89801 | STANDARD | ELKO | NV | PRIMARY | 40.95 | -115.79
89802 | PO BOX | ELKO | NV | PRIMARY | 40.85 | -115.71
89803 | PO BOX | ELKO | NV | PRIMARY | 40.74 | -115.88
89815 | STANDARD | SPRING CREEK | NV | PRIMARY | 40.55 | -115.61
89828 | STANDARD | LAMOILLE | NV | PRIMARY | 40.76 | -115.41
89301 | STANDARD | ELY | NV | PRIMARY | 39.42 | -115
89314 | STANDARD | DUCKWATER | NV | PRIMARY | 38.86 | -115.73
89315 | PO BOX | ELY | NV | PRIMARY | 39.26 | -114.86
89405 | PO BOX | EMPIRE | NV | PRIMARY | 40.5 | -119.5
89316 | STANDARD | EUREKA | NV | PRIMARY | 39.82 | -116.19
89406 | STANDARD | FALLON | NV | PRIMARY | 39.5 | -118.29
89407 | PO BOX | FALLON | NV | PRIMARY | 39.46 | -118.78
89496 | UNIQUE | FALLON | NV | PRIMARY | 39.48 | -118.78
89408 | STANDARD | FERNLEY | NV | PRIMARY | 39.66 | -119.06
89409 | PO BOX | GABBS | NV | PRIMARY | 38.8 | -117.68
89410 | STANDARD | GARDNERVILLE | NV | PRIMARY | 38.75 | -119.61
89460 | STANDARD | GARDNERVILLE | NV | PRIMARY | 38.91 | -119.79
89411 | PO BOX | GENOA | NV | PRIMARY | 39 | -119.84
89412 | PO BOX | GERLACH | NV | PRIMARY | 40.86 | -119.32
89413 | STANDARD | GLENBROOK | NV | PRIMARY | 39.05 | -119.92
89414 | STANDARD | GOLCONDA | NV | PRIMARY | 40.93 | -117.33
89013 | STANDARD | GOLDFIELD | NV | PRIMARY | 37.53 | -117.51
89415 | STANDARD | HAWTHORNE | NV | PRIMARY | 38.65 | -118.83
89002 | STANDARD | HENDERSON | NV | PRIMARY | 36 | -114.96
89009 | PO BOX | HENDERSON | NV | PRIMARY | 36.05 | -114.96
89011 | STANDARD | HENDERSON | NV | PRIMARY | 36.09 | -114.9
89012 | STANDARD | HENDERSON | NV | PRIMARY | 36 | -115.04
89014 | STANDARD | HENDERSON | NV | PRIMARY | 36.05 | -115.05
89015 | STANDARD | HENDERSON | NV | PRIMARY | 36.01 | -114.95
89016 | PO BOX | HENDERSON | NV | PRIMARY | 36.09 | -114.94
89044 | STANDARD | HENDERSON | NV | PRIMARY | 35.88 | -115.04
89052 | STANDARD | HENDERSON | NV | PRIMARY | 35.98 | -115.11
89053 | PO BOX | HENDERSON | NV | PRIMARY | 35.98 | -115.06
89074 | STANDARD | HENDERSON | NV | PRIMARY | 36.03 | -115.07
89077 | PO BOX | HENDERSON | NV | PRIMARY | 36 | -115.11
89418 | STANDARD | IMLAY | NV | PRIMARY | 40.59 | -118.06
89018 | PO BOX | INDIAN SPRINGS | NV | PRIMARY | 36.51 | -115.64
89070 | UNIQUE | INDIAN SPRINGS | NV | PRIMARY | 36.57 | -115.66
89825 | STANDARD | JACKPOT | NV | PRIMARY | 41.85 | -114.75
89826 | PO BOX | JARBIDGE | NV | PRIMARY | 41.83 | -115.54
89019 | STANDARD | JEAN | NV | PRIMARY | 35.75 | -115.53
89026 | UNIQUE | JEAN | NV | PRIMARY | 35.77 | -115.32
88901 | UNIQUE | THE LAKES | NV | PRIMARY | 36.14 | -115.28
88905 | UNIQUE | THE LAKES | NV | PRIMARY | 36.14 | -115.28
89054 | STANDARD | SLOAN | NV | PRIMARY | 35.93 | -115.22
89101 | STANDARD | LAS VEGAS | NV | PRIMARY | 36.17 | -115.12
89102 | STANDARD | LAS VEGAS | NV | PRIMARY | 36.14 | -115.18
89103 | STANDARD | LAS VEGAS | NV | PRIMARY | 36.11 | -115.21
89104 | STANDARD | LAS VEGAS | NV | PRIMARY | 36.15 | -115.11
89105 | PO BOX | LAS VEGAS | NV | PRIMARY | 35.99 | -115.09
89106 | STANDARD | LAS VEGAS | NV | PRIMARY | 36.18 | -115.17
89107 | STANDARD | LAS VEGAS | NV | PRIMARY | 36.17 | -115.2
89108 | STANDARD | LAS VEGAS | NV | PRIMARY | 36.21 | -115.21
89109 | STANDARD | LAS VEGAS | NV | PRIMARY | 36.11 | -115.12
89110 | STANDARD | LAS VEGAS | NV | PRIMARY | 36.17 | -115.05
89111 | PO BOX | LAS VEGAS | NV | PRIMARY | 36.08 | -115.14
89112 | PO BOX | LAS VEGAS | NV | PRIMARY | 36.11 | -115.01
89113 | STANDARD | LAS VEGAS | NV | PRIMARY | 36.06 | -115.27
89114 | PO BOX | LAS VEGAS | NV | PRIMARY | 36.15 | -115.15
89115 | STANDARD | LAS VEGAS | NV | PRIMARY | 36.23 | -115.05
89116 | PO BOX | LAS VEGAS | NV | PRIMARY | 36.15 | -115.11
89117 | STANDARD | LAS VEGAS | NV | PRIMARY | 36.14 | -115.27
89118 | STANDARD | LAS VEGAS | NV | PRIMARY | 36.07 | -115.21
89119 | STANDARD | LAS VEGAS | NV | PRIMARY | 36.08 | -115.14
89120 | STANDARD | LAS VEGAS | NV | PRIMARY | 36.07 | -115.08
89121 | STANDARD | LAS VEGAS | NV | PRIMARY | 36.12 | -115.08
89122 | STANDARD | LAS VEGAS | NV | PRIMARY | 36.1 | -115.02
89123 | STANDARD | LAS VEGAS | NV | PRIMARY | 36 | -115.14
89124 | STANDARD | LAS VEGAS | NV | PRIMARY | 36.16 | -115.43
89125 | PO BOX | LAS VEGAS | NV | PRIMARY | 36.17 | -115.12
89126 | PO BOX | LAS VEGAS | NV | PRIMARY | 36.14 | -115.2
89127 | PO BOX | LAS VEGAS | NV | PRIMARY | 36.18 | -115.16
89128 | STANDARD | LAS VEGAS | NV | PRIMARY | 36.19 | -115.26
89129 | STANDARD | LAS VEGAS | NV | PRIMARY | 36.23 | -115.29
89130 | STANDARD | LAS VEGAS | NV | PRIMARY | 36.24 | -115.23
89131 | STANDARD | LAS VEGAS | NV | PRIMARY | 36.3 | -115.24
89132 | PO BOX | LAS VEGAS | NV | PRIMARY | 36.08 | -115.14
89133 | PO BOX | LAS VEGAS | NV | PRIMARY | 36.2 | -115.25
89134 | STANDARD | LAS VEGAS | NV | PRIMARY | 36.19 | -115.31
89135 | STANDARD | LAS VEGAS | NV | PRIMARY | 36.09 | -115.38
89136 | PO BOX | LAS VEGAS | NV | PRIMARY | 36.27 | -115.22
89137 | PO BOX | LAS VEGAS | NV | PRIMARY | 36.18 | -115.31
89138 | STANDARD | LAS VEGAS | NV | PRIMARY | 36.18 | -115.38
89139 | STANDARD | LAS VEGAS | NV | PRIMARY | 36.03 | -115.21
89140 | PO BOX | LAS VEGAS | NV | PRIMARY | 35.99 | -115.09
89141 | STANDARD | LAS VEGAS | NV | PRIMARY | 35.97 | -115.21
89142 | STANDARD | LAS VEGAS | NV | PRIMARY | 36.14 | -115.03
89143 | STANDARD | LAS VEGAS | NV | PRIMARY | 36.31 | -115.29
89144 | STANDARD | LAS VEGAS | NV | PRIMARY | 36.17 | -115.31
89145 | STANDARD | LAS VEGAS | NV | PRIMARY | 36.16 | -115.28
89146 | STANDARD | LAS VEGAS | NV | PRIMARY | 36.14 | -115.22
89147 | STANDARD | LAS VEGAS | NV | PRIMARY | 36.11 | -115.27
89148 | STANDARD | LAS VEGAS | NV | PRIMARY | 36.06 | -115.31
89149 | STANDARD | LAS VEGAS | NV | PRIMARY | 36.28 | -115.28
89150 | UNIQUE | LAS VEGAS | NV | PRIMARY | 36.12 | -115.21
89151 | UNIQUE | LAS VEGAS | NV | PRIMARY | 36.14 | -115.22
89152 | UNIQUE | LAS VEGAS | NV | PRIMARY | 36.17 | -115.2
89153 | UNIQUE | LAS VEGAS | NV | PRIMARY | 36.15 | -115.2
89154 | PO BOX | LAS VEGAS | NV | PRIMARY | 36.08 | -115.14
89155 | UNIQUE | LAS VEGAS | NV | PRIMARY | 36.17 | -115.12
89156 | STANDARD | LAS VEGAS | NV | PRIMARY | 36.22 | -115.03
89157 | PO BOX | LAS VEGAS | NV | PRIMARY | 36.18 | -115.14
89158 | STANDARD | LAS VEGAS | NV | PRIMARY | 36.2 | -115.22
89159 | UNIQUE | LAS VEGAS | NV | PRIMARY | 36.07 | -115.14
89160 | PO BOX | LAS VEGAS | NV | PRIMARY | 36.12 | -115.09
89161 | STANDARD | LAS VEGAS | NV | PRIMARY | 35.99 | -115.4
89162 | PO BOX | LAS VEGAS | NV | PRIMARY | 36.18 | -115.14
89163 | UNIQUE | THE LAKES | NV | PRIMARY | 36.17 | -115.13
89164 | UNIQUE | LAS VEGAS | NV | PRIMARY | 36.12 | -115.28
89165 | STANDARD | LAS VEGAS | NV | PRIMARY | 35.99 | -115.09
89166 | STANDARD | LAS VEGAS | NV | PRIMARY | 36.32 | -115.35
89169 | STANDARD | LAS VEGAS | NV | PRIMARY | 36.12 | -115.13
89170 | PO BOX | LAS VEGAS | NV | PRIMARY | 36.08 | -115.14
89173 | PO BOX | LAS VEGAS | NV | PRIMARY | 36.11 | -115.22
89177 | UNIQUE | LAS VEGAS | NV | PRIMARY | 36.08 | -115.14
89178 | STANDARD | LAS VEGAS | NV | PRIMARY | 35.9 | -115.33
89179 | STANDARD | LAS VEGAS | NV | PRIMARY | 35.99 | -115.25
89180 | PO BOX | LAS VEGAS | NV | PRIMARY | 36.15 | -115.11
89183 | STANDARD | LAS VEGAS | NV | PRIMARY | 35.99 | -115.15
89185 | PO BOX | LAS VEGAS | NV | PRIMARY | 36.15 | -115.11
89191 | PO BOX | NELLIS AFB | NV | PRIMARY | 36.24 | -114.96
89193 | PO BOX | LAS VEGAS | NV | PRIMARY | 36.08 | -115.14
89195 | UNIQUE | LAS VEGAS | NV | PRIMARY | 36.2 | -115.22
89199 | STANDARD | LAS VEGAS | NV | PRIMARY | 36.15 | -115.1
89028 | PO BOX | LAUGHLIN | NV | PRIMARY | 35.15 | -114.62
89029 | STANDARD | LAUGHLIN | NV | PRIMARY | 35.1 | -114.71
89021 | PO BOX | LOGANDALE | NV | PRIMARY | 36.64 | -114.46
89419 | STANDARD | LOVELOCK | NV | PRIMARY | 40.32 | -118.2
89317 | PO BOX | LUND | NV | PRIMARY | 38.98 | -114.94
89420 | STANDARD | LUNING | NV | PRIMARY | 38.47 | -118.3
89421 | PO BOX | MC DERMITT | NV | PRIMARY | 41.87 | -117.97
89318 | PO BOX | MC GILL | NV | PRIMARY | 39.49 | -114.75
89022 | PO BOX | MANHATTAN | NV | PRIMARY | 38.53 | -117.04
89023 | PO BOX | MERCURY | NV | PRIMARY | 36.66 | -115.99
89024 | PO BOX | MESQUITE | NV | PRIMARY | 36.77 | -113.99
89027 | STANDARD | MESQUITE | NV | PRIMARY | 36.78 | -114.14
89034 | STANDARD | MESQUITE | NV | PRIMARY | 36.81 | -114.07
89422 | PO BOX | MINA | NV | PRIMARY | 38.19 | -118.18
89423 | STANDARD | MINDEN | NV | PRIMARY | 39.01 | -119.75
89025 | PO BOX | MOAPA | NV | PRIMARY | 36.63 | -114.62
89037 | STANDARD | COYOTE SPRINGS | NV | PRIMARY | 36.54 | -114.44
89067 | STANDARD | COYOTE SPRINGS | NV | PRIMARY | 36.54 | -114.44
89830 | PO BOX | MONTELLO | NV | PRIMARY | 41.22 | -114.23
89831 | STANDARD | MOUNTAIN CITY | NV | PRIMARY | 41.77 | -116.08
89424 | PO BOX | NIXON | NV | PRIMARY | 39.86 | -119.44
89030 | STANDARD | NORTH LAS VEGAS | NV | PRIMARY | 36.21 | -115.12
89031 | STANDARD | NORTH LAS VEGAS | NV | PRIMARY | 36.27 | -115.13
89032 | STANDARD | NORTH LAS VEGAS | NV | PRIMARY | 36.22 | -115.16
89033 | STANDARD | NORTH LAS VEGAS | NV | PRIMARY | 36.3 | -115.14
89036 | PO BOX | NORTH LAS VEGAS | NV | PRIMARY | 36.37 | -114.88
89081 | STANDARD | NORTH LAS VEGAS | NV | PRIMARY | 36.25 | -115.08
89084 | STANDARD | NORTH LAS VEGAS | NV | PRIMARY | 36.3 | -115.15
89085 | STANDARD | NORTH LAS VEGAS | NV | PRIMARY | 36.31 | -115.2
89086 | STANDARD | NORTH LAS VEGAS | NV | PRIMARY | 36.28 | -115.13
89087 | STANDARD | NORTH LAS VEGAS | NV | PRIMARY | 36.2 | -115.12
89425 | STANDARD | OROVADA | NV | PRIMARY | 41.63 | -118
89040 | STANDARD | OVERTON | NV | PRIMARY | 36.39 | -114.37
89832 | PO BOX | OWYHEE | NV | PRIMARY | 41.91 | -116.18
89041 | PO BOX | PAHRUMP | NV | PRIMARY | 36.25 | -116.01
89048 | STANDARD | PAHRUMP | NV | PRIMARY | 36.36 | -116.15
89060 | STANDARD | PAHRUMP | NV | PRIMARY | 36.29 | -116.09
89061 | STANDARD | PAHRUMP | NV | PRIMARY | 36.08 | -115.92
89042 | PO BOX | PANACA | NV | PRIMARY | 37.68 | -114.29
89426 | PO BOX | PARADISE VALLEY | NV | PRIMARY | 41.38 | -117.36
89043 | STANDARD | PIOCHE | NV | PRIMARY | 38.1 | -114.38
89501 | STANDARD | RENO | NV | PRIMARY | 39.52 | -119.81
89502 | STANDARD | RENO | NV | PRIMARY | 39.48 | -119.74
89503 | STANDARD | RENO | NV | PRIMARY | 39.54 | -119.84
89504 | PO BOX | RENO | NV | PRIMARY | 39.52 | -119.81
89505 | PO BOX | RENO | NV | PRIMARY | 39.52 | -119.81
89506 | STANDARD | RENO | NV | PRIMARY | 39.76 | -119.86
89507 | PO BOX | RENO | NV | PRIMARY | 39.52 | -119.81
89508 | STANDARD | RENO | NV | PRIMARY | 39.52 | -119.81
89509 | STANDARD | RENO | NV | PRIMARY | 39.49 | -119.84
89510 | STANDARD | RENO | NV | PRIMARY | 39.91 | -119.68
89511 | STANDARD | RENO | NV | PRIMARY | 39.38 | -119.87
89512 | STANDARD | RENO | NV | PRIMARY | 39.55 | -119.8
89513 | PO BOX | RENO | NV | PRIMARY | 39.52 | -119.81
89515 | PO BOX | RENO | NV | PRIMARY | 39.52 | -119.81
89519 | STANDARD | RENO | NV | PRIMARY | 39.52 | -119.81
89520 | PO BOX | RENO | NV | PRIMARY | 39.52 | -119.81
89521 | STANDARD | RENO | NV | PRIMARY | 39.38 | -119.67
89523 | STANDARD | RENO | NV | PRIMARY | 39.49 | -119.9
89533 | PO BOX | RENO | NV | PRIMARY | 39.52 | -119.81
89555 | UNIQUE | RENO | NV | PRIMARY | 39.52 | -119.81
89557 | UNIQUE | RENO | NV | PRIMARY | 39.52 | -119.81
89570 | PO BOX | RENO | NV | PRIMARY | 39.52 | -119.81
89595 | UNIQUE | RENO | NV | PRIMARY | 39.52 | -119.81
89599 | UNIQUE | RENO | NV | PRIMARY | 39.52 | -119.81
89045 | STANDARD | ROUND MOUNTAIN | NV | PRIMARY | 38.79 | -117.11
89319 | PO BOX | RUTH | NV | PRIMARY | 39.27 | -114.99
89427 | PO BOX | SCHURZ | NV | PRIMARY | 38.92 | -118.71
89039 | STANDARD | CAL NEV ARI | NV | PRIMARY | 35.24 | -114.87
89046 | STANDARD | SEARCHLIGHT | NV | PRIMARY | 35.49 | -114.89
89428 | PO BOX | SILVER CITY | NV | PRIMARY | 39.25 | -119.63
89047 | PO BOX | SILVERPEAK | NV | PRIMARY | 37.76 | -117.65
89429 | STANDARD | SILVER SPRINGS | NV | PRIMARY | 39.37 | -119.26
89430 | STANDARD | SMITH | NV | PRIMARY | 38.8 | -119.32
89431 | STANDARD | SPARKS | NV | PRIMARY | 39.53 | -119.73
89432 | PO BOX | SPARKS | NV | PRIMARY | 39.54 | -119.74
89433 | STANDARD | SUN VALLEY | NV | PRIMARY | 39.59 | -119.77
89434 | STANDARD | SPARKS | NV | PRIMARY | 39.53 | -119.41
89435 | PO BOX | SPARKS | NV | PRIMARY | 39.54 | -119.73
89436 | STANDARD | SPARKS | NV | PRIMARY | 39.64 | -119.69
89441 | STANDARD | SPARKS | NV | PRIMARY | 39.68 | -119.68
89049 | STANDARD | TONOPAH | NV | PRIMARY | 38.35 | -116.61
89834 | STANDARD | TUSCARORA | NV | PRIMARY | 41.45 | -116.27
89438 | PO BOX | VALMY | NV | PRIMARY | 40.75 | -117.1
89439 | PO BOX | VERDI | NV | PRIMARY | 39.51 | -119.99
89440 | PO BOX | VIRGINIA CITY | NV | PRIMARY | 39.3 | -119.63
89442 | PO BOX | WADSWORTH | NV | PRIMARY | 39.69 | -119.39
89444 | STANDARD | WELLINGTON | NV | PRIMARY | 38.7 | -119.32
89833 | STANDARD | RUBY VALLEY | NV | PRIMARY | 40.49 | -115.32
89835 | STANDARD | WELLS | NV | PRIMARY | 41.35 | -114.8
89883 | PO BOX | WEST WENDOVER | NV | PRIMARY | 40.87 | -114.15
89445 | STANDARD | WINNEMUCCA | NV | PRIMARY | 41.12 | -118.05
89446 | PO BOX | WINNEMUCCA | NV | PRIMARY | 40.96 | -117.72
89447 | STANDARD | YERINGTON | NV | PRIMARY | 38.87 | -119.14
89448 | PO BOX | ZEPHYR COVE | NV | PRIMARY | 38.99 | -119.92
89449 | PO BOX | STATELINE | NV | PRIMARY | 38.96 | -119.9
97810 | STANDARD | ADAMS | OR | PRIMARY | 45.71 | -118.48
97620 | PO BOX | ADEL | OR | PRIMARY | 42.1 | -119.85
97901 | STANDARD | ADRIAN | OR | PRIMARY | 43.59 | -117.1
97406 | STANDARD | AGNESS | OR | PRIMARY | 42.59 | -124.01
97321 | STANDARD | ALBANY | OR | PRIMARY | 44.62 | -123.13
97322 | STANDARD | ALBANY | OR | PRIMARY | 44.63 | -123
97407 | PO BOX | ALLEGANY | OR | PRIMARY | 43.42 | -124.03
97324 | STANDARD | ALSEA | OR | PRIMARY | 44.35 | -123.65
97409 | PO BOX | ALVADORE | OR | PRIMARY | 44.12 | -123.26
97101 | STANDARD | AMITY | OR | PRIMARY | 45.1 | -123.23
97001 | STANDARD | ANTELOPE | OR | PRIMARY | 44.95 | -120.65
97812 | STANDARD | ARLINGTON | OR | PRIMARY | 45.55 | -120.32
97861 | STANDARD | MIKKALO | OR | PRIMARY | 45.71 | -120.2
97902 | PO BOX | AROCK | OR | PRIMARY | 42.91 | -117.48
97520 | STANDARD | ASHLAND | OR | PRIMARY | 42.15 | -122.53
97711 | STANDARD | ASHWOOD | OR | PRIMARY | 44.7 | -120.72
97103 | STANDARD | ASTORIA | OR | PRIMARY | 46.12 | -123.67
97813 | STANDARD | ATHENA | OR | PRIMARY | 45.83 | -118.51
97325 | STANDARD | AUMSVILLE | OR | PRIMARY | 44.82 | -122.85
97002 | STANDARD | AURORA | OR | PRIMARY | 45.23 | -122.8
97410 | STANDARD | AZALEA | OR | PRIMARY | 42.78 | -123.12
97814 | STANDARD | BAKER CITY | OR | PRIMARY | 44.81 | -117.74
97411 | STANDARD | BANDON | OR | PRIMARY | 43.05 | -124.36
97106 | STANDARD | BANKS | OR | PRIMARY | 45.66 | -123.15
97109 | STANDARD | BUXTON | OR | PRIMARY | 45.73 | -123.19
97125 | STANDARD | MANNING | OR | PRIMARY | 45.65 | -123.23
97621 | STANDARD | BEATTY | OR | PRIMARY | 42.49 | -121.27
97004 | STANDARD | BEAVERCREEK | OR | PRIMARY | 45.25 | -122.46
97005 | STANDARD | BEAVERTON | OR | PRIMARY | 45.49 | -122.8
97006 | STANDARD | BEAVERTON | OR | PRIMARY | 45.52 | -122.85
97007 | STANDARD | BEAVERTON | OR | PRIMARY | 45.44 | -122.88
97008 | STANDARD | BEAVERTON | OR | PRIMARY | 45.45 | -122.79
97075 | PO BOX | BEAVERTON | OR | PRIMARY | 45.49 | -122.8
97076 | PO BOX | BEAVERTON | OR | PRIMARY | 45.49 | -122.8
97077 | UNIQUE | BEAVERTON | OR | PRIMARY | 45.49 | -122.8
97701 | STANDARD | BEND | OR | PRIMARY | 44.07 | -121.25
97702 | STANDARD | BEND | OR | PRIMARY | 43.98 | -121.27
97707 | STANDARD | BEND | OR | PRIMARY | 43.83 | -121.49
97708 | PO BOX | BEND | OR | PRIMARY | 44.07 | -121.3
97709 | PO BOX | BEND | OR | PRIMARY | 44.06 | -121.31
97326 | STANDARD | BLODGETT | OR | PRIMARY | 44.62 | -123.6
97413 | STANDARD | BLUE RIVER | OR | PRIMARY | 44.05 | -122.05
97622 | PO BOX | BLY | OR | PRIMARY | 42.37 | -121
97818 | STANDARD | BOARDMAN | OR | PRIMARY | 45.77 | -119.52
97623 | STANDARD | BONANZA | OR | PRIMARY | 42.21 | -121.3
97009 | STANDARD | BORING | OR | PRIMARY | 45.42 | -122.37
97089 | STANDARD | DAMASCUS | OR | PRIMARY | 45.42 | -122.45
97010 | PO BOX | BRIDAL VEIL | OR | PRIMARY | 45.55 | -122.27
97011 | STANDARD | BRIGHTWOOD | OR | PRIMARY | 45.36 | -121.99
97414 | STANDARD | BROADBENT | OR | PRIMARY | 42.96 | -124.17
97415 | STANDARD | BROOKINGS | OR | PRIMARY | 42.13 | -124.24
97712 | STANDARD | BROTHERS | OR | PRIMARY | 43.74 | -120.38
97327 | STANDARD | BROWNSVILLE | OR | PRIMARY | 44.38 | -122.94
97710 | STANDARD | FIELDS | OR | PRIMARY | 42.17 | -118.36
97720 | STANDARD | BURNS | OR | PRIMARY | 43.59 | -118.89
97721 | STANDARD | PRINCETON | OR | PRIMARY | 42.86 | -118.42
97722 | STANDARD | DIAMOND | OR | PRIMARY | 42.91 | -118.65
97736 | STANDARD | FRENCHGLEN | OR | PRIMARY | 42.72 | -119.12
97522 | STANDARD | BUTTE FALLS | OR | PRIMARY | 42.53 | -122.53
97730 | STANDARD | CAMP SHERMAN | OR | PRIMARY | 44.47 | -121.64
97013 | STANDARD | CANBY | OR | PRIMARY | 45.21 | -122.66
97102 | STANDARD | ARCH CAPE | OR | PRIMARY | 45.84 | -123.86
97110 | PO BOX | CANNON BEACH | OR | PRIMARY | 45.92 | -123.97
97145 | PO BOX | TOLOVANA PARK | OR | PRIMARY | 45.86 | -123.96
97820 | STANDARD | CANYON CITY | OR | PRIMARY | 44.22 | -119.13
97417 | STANDARD | CANYONVILLE | OR | PRIMARY | 42.94 | -123.22
97111 | STANDARD | CARLTON | OR | PRIMARY | 45.29 | -123.22
97014 | STANDARD | CASCADE LOCKS | OR | PRIMARY | 45.61 | -121.84
97329 | STANDARD | CASCADIA | OR | PRIMARY | 44.44 | -122.36
97523 | STANDARD | CAVE JUNCTION | OR | PRIMARY | 42.11 | -123.6
97531 | STANDARD | KERBY | OR | PRIMARY | 42.2 | -123.65
97731 | STANDARD | CHEMULT | OR | PRIMARY | 43.23 | -121.91
97419 | STANDARD | CHESHIRE | OR | PRIMARY | 44.18 | -123.37
97624 | STANDARD | CHILOQUIN | OR | PRIMARY | 42.72 | -121.79
97639 | STANDARD | SPRAGUE RIVER | OR | PRIMARY | 42.43 | -121.41
97015 | STANDARD | CLACKAMAS | OR | PRIMARY | 45.41 | -122.49
97086 | STANDARD | HAPPY VALLEY | OR | PRIMARY | 45.44 | -122.52
97016 | STANDARD | CLATSKANIE | OR | PRIMARY | 46.06 | -123.27
97108 | STANDARD | BEAVER | OR | PRIMARY | 45.27 | -123.71
97112 | STANDARD | CLOVERDALE | OR | PRIMARY | 45.22 | -123.92
97149 | STANDARD | NESKOWIN | OR | PRIMARY | 45.1 | -123.93
97017 | STANDARD | COLTON | OR | PRIMARY | 45.17 | -122.4
97018 | STANDARD | COLUMBIA CITY | OR | PRIMARY | 45.89 | -122.81
97823 | STANDARD | CONDON | OR | PRIMARY | 45.28 | -120.15
97420 | STANDARD | COOS BAY | OR | PRIMARY | 43.37 | -124.14
97423 | STANDARD | COQUILLE | OR | PRIMARY | 43.2 | -124.12
97019 | STANDARD | CORBETT | OR | PRIMARY | 45.51 | -122.21
97113 | STANDARD | CORNELIUS | OR | PRIMARY | 45.52 | -123.04
97330 | STANDARD | CORVALLIS | OR | PRIMARY | 44.63 | -123.27
97331 | STANDARD | CORVALLIS | OR | PRIMARY | 44.56 | -123.27
97333 | STANDARD | CORVALLIS | OR | PRIMARY | 44.46 | -123.34
97339 | PO BOX | CORVALLIS | OR | PRIMARY | 44.56 | -123.26
97424 | STANDARD | COTTAGE GROVE | OR | PRIMARY | 43.71 | -123.03
97824 | STANDARD | COVE | OR | PRIMARY | 45.35 | -117.84
97335 | PO BOX | CRABTREE | OR | PRIMARY | 44.63 | -122.89
97732 | PO BOX | CRANE | OR | PRIMARY | 43.4 | -118.4
97336 | PO BOX | CRAWFORDSVILLE | OR | PRIMARY | 44.35 | -122.85
97733 | STANDARD | CRESCENT | OR | PRIMARY | 43.42 | -121.68
97426 | STANDARD | CRESWELL | OR | PRIMARY | 43.9 | -123.02
97734 | STANDARD | CULVER | OR | PRIMARY | 44.47 | -121.18
97338 | STANDARD | DALLAS | OR | PRIMARY | 44.92 | -123.34
97429 | STANDARD | DAYS CREEK | OR | PRIMARY | 42.97 | -123.06
97114 | STANDARD | DAYTON | OR | PRIMARY | 45.19 | -123.07
97825 | STANDARD | DAYVILLE | OR | PRIMARY | 44.46 | -119.5
97430 | STANDARD | DEADWOOD | OR | PRIMARY | 44.16 | -123.7
97341 | STANDARD | DEPOE BAY | OR | PRIMARY | 44.81 | -124.05
97342 | STANDARD | DETROIT | OR | PRIMARY | 44.73 | -122.1
97431 | STANDARD | DEXTER | OR | PRIMARY | 43.88 | -122.81
97432 | PO BOX | DILLARD | OR | PRIMARY | 43.16 | -123.45
97020 | STANDARD | DONALD | OR | PRIMARY | 45.22 | -122.83
97434 | STANDARD | DORENA | OR | PRIMARY | 43.7 | -122.89
97435 | STANDARD | DRAIN | OR | PRIMARY | 43.71 | -123.32
97904 | STANDARD | DREWSEY | OR | PRIMARY | 43.81 | -118.49
97021 | STANDARD | DUFUR | OR | PRIMARY | 45.4 | -121.16
97115 | STANDARD | DUNDEE | OR | PRIMARY | 45.26 | -123.02
97905 | PO BOX | DURKEE | OR | PRIMARY | 44.6 | -117.37
97022 | STANDARD | EAGLE CREEK | OR | PRIMARY | 45.34 | -122.29
97524 | STANDARD | EAGLE POINT | OR | PRIMARY | 42.46 | -122.66
97826 | STANDARD | ECHO | OR | PRIMARY | 45.66 | -119.23
97343 | STANDARD | EDDYVILLE | OR | PRIMARY | 44.57 | -123.75
97827 | STANDARD | ELGIN | OR | PRIMARY | 45.61 | -117.89
97436 | STANDARD | ELKTON | OR | PRIMARY | 43.64 | -123.61
97437 | STANDARD | ELMIRA | OR | PRIMARY | 44.09 | -123.39
97828 | STANDARD | ENTERPRISE | OR | PRIMARY | 45.67 | -117.03
97023 | STANDARD | ESTACADA | OR | PRIMARY | 45.2 | -122.06
97401 | STANDARD | EUGENE | OR | PRIMARY | 44.06 | -123.08
97402 | STANDARD | EUGENE | OR | PRIMARY | 44.04 | -123.22
97403 | STANDARD | EUGENE | OR | PRIMARY | 44.03 | -123.05
97404 | STANDARD | EUGENE | OR | PRIMARY | 44.1 | -123.13
97405 | STANDARD | EUGENE | OR | PRIMARY | 43.92 | -123.08
97408 | STANDARD | EUGENE | OR | PRIMARY | 44.13 | -123.07
97412 | STANDARD | BLACHLY | OR | PRIMARY | 44.17 | -123.57
97440 | PO BOX | EUGENE | OR | PRIMARY | 44.05 | -123.11
97455 | STANDARD | PLEASANT HILL | OR | PRIMARY | 43.96 | -122.92
97024 | STANDARD | FAIRVIEW | OR | PRIMARY | 45.54 | -122.44
97344 | STANDARD | FALLS CITY | OR | PRIMARY | 44.87 | -123.52
97439 | STANDARD | FLORENCE | OR | PRIMARY | 44.12 | -124
97116 | STANDARD | FOREST GROVE | OR | PRIMARY | 45.55 | -123.15
97117 | STANDARD | GALES CREEK | OR | PRIMARY | 45.61 | -123.27
97626 | PO BOX | FORT KLAMATH | OR | PRIMARY | 42.64 | -122.06
97735 | PO BOX | FORT ROCK | OR | PRIMARY | 43.32 | -121.03
97830 | STANDARD | FOSSIL | OR | PRIMARY | 44.9 | -120.12
97345 | STANDARD | FOSTER | OR | PRIMARY | 44.39 | -122.56
97441 | STANDARD | GARDINER | OR | PRIMARY | 43.76 | -124.14
97118 | PO BOX | GARIBALDI | OR | PRIMARY | 45.56 | -123.9
97119 | STANDARD | GASTON | OR | PRIMARY | 45.47 | -123.2
97026 | STANDARD | GERVAIS | OR | PRIMARY | 45.11 | -122.94
97737 | STANDARD | GILCHRIST | OR | PRIMARY | 43.51 | -121.64
97027 | STANDARD | GLADSTONE | OR | PRIMARY | 45.38 | -122.59
97442 | STANDARD | GLENDALE | OR | PRIMARY | 42.79 | -123.4
97443 | STANDARD | GLIDE | OR | PRIMARY | 43.24 | -123
97444 | STANDARD | GOLD BEACH | OR | PRIMARY | 42.45 | -124.3
97525 | STANDARD | GOLD HILL | OR | PRIMARY | 42.48 | -123.06
97028 | STANDARD | GOVERNMENT CAMP | OR | PRIMARY | 45.27 | -121.71
97347 | STANDARD | GRAND RONDE | OR | PRIMARY | 45.06 | -123.65
97526 | STANDARD | GRANTS PASS | OR | PRIMARY | 42.53 | -123.34
97527 | STANDARD | GRANTS PASS | OR | PRIMARY | 42.37 | -123.39
97528 | PO BOX | GRANTS PASS | OR | PRIMARY | 42.43 | -123.32
97543 | STANDARD | WILDERVILLE | OR | PRIMARY | 42.4 | -123.57
97029 | STANDARD | GRASS VALLEY | OR | PRIMARY | 45.28 | -120.73
97030 | STANDARD | GRESHAM | OR | PRIMARY | 45.5 | -122.43
97080 | STANDARD | GRESHAM | OR | PRIMARY | 45.47 | -122.37
97833 | STANDARD | HAINES | OR | PRIMARY | 44.94 | -117.97
97834 | STANDARD | HALFWAY | OR | PRIMARY | 44.94 | -117.1
97348 | STANDARD | HALSEY | OR | PRIMARY | 44.38 | -123.11
97121 | STANDARD | HAMMOND | OR | PRIMARY | 46.17 | -123.97
97906 | STANDARD | HARPER | OR | PRIMARY | 43.86 | -117.64
97446 | STANDARD | HARRISBURG | OR | PRIMARY | 44.27 | -123.05
97122 | STANDARD | HEBO | OR | PRIMARY | 45.17 | -123.83
97835 | STANDARD | HELIX | OR | PRIMARY | 45.9 | -118.77
97836 | STANDARD | HEPPNER | OR | PRIMARY | 45.31 | -119.58
97839 | STANDARD | LEXINGTON | OR | PRIMARY | 45.57 | -119.6
97837 | STANDARD | HEREFORD | OR | PRIMARY | 44.52 | -118.02
97838 | STANDARD | HERMISTON | OR | PRIMARY | 45.85 | -119.21
97123 | STANDARD | HILLSBORO | OR | PRIMARY | 45.44 | -122.96
97124 | STANDARD | HILLSBORO | OR | PRIMARY | 45.58 | -122.91
97738 | STANDARD | HINES | OR | PRIMARY | 43.44 | -119.23
97031 | STANDARD | HOOD RIVER | OR | PRIMARY | 45.61 | -121.58
97032 | STANDARD | HUBBARD | OR | PRIMARY | 45.18 | -122.79
97907 | STANDARD | HUNTINGTON | OR | PRIMARY | 44.45 | -117.38
97350 | STANDARD | IDANHA | OR | PRIMARY | 44.64 | -122.01
97447 | STANDARD | IDLEYLD PARK | OR | PRIMARY | 43.26 | -122.6
97841 | STANDARD | IMBLER | OR | PRIMARY | 45.47 | -117.96
97876 | STANDARD | SUMMERVILLE | OR | PRIMARY | 45.52 | -118.02
97842 | STANDARD | IMNAHA | OR | PRIMARY | 45.46 | -116.75
97351 | STANDARD | INDEPENDENCE | OR | PRIMARY | 44.83 | -123.2
97843 | STANDARD | IONE | OR | PRIMARY | 45.49 | -119.83
97844 | STANDARD | IRRIGON | OR | PRIMARY | 45.86 | -119.54
97530 | STANDARD | JACKSONVILLE | OR | PRIMARY | 42.18 | -123.04
97909 | STANDARD | JAMIESON | OR | PRIMARY | 44.24 | -117.43
97352 | STANDARD | JEFFERSON | OR | PRIMARY | 44.75 | -123.04
97819 | STANDARD | BRIDGEPORT | OR | PRIMARY | 44.5 | -117.65
97845 | STANDARD | JOHN DAY | OR | PRIMARY | 44.42 | -118.94
97910 | STANDARD | JORDAN VALLEY | OR | PRIMARY | 42.96 | -117.36
97846 | STANDARD | JOSEPH | OR | PRIMARY | 45.3 | -117.09
97448 | STANDARD | JUNCTION CITY | OR | PRIMARY | 44.21 | -123.28
97911 | STANDARD | JUNTURA | OR | PRIMARY | 43.72 | -118.02
97917 | STANDARD | RIVERSIDE | OR | PRIMARY | 43.5 | -118.09
97627 | STANDARD | KENO | OR | PRIMARY | 42.09 | -121.99
97033 | PO BOX | KENT | OR | PRIMARY | 45.08 | -120.66
97848 | STANDARD | KIMBERLY | OR | PRIMARY | 44.69 | -119.54
97601 | STANDARD | KLAMATH FALLS | OR | PRIMARY | 42.31 | -122.07
97602 | PO BOX | KLAMATH FALLS | OR | PRIMARY | 42.19 | -121.65
97603 | STANDARD | KLAMATH FALLS | OR | PRIMARY | 42.16 | -121.68
97604 | PO BOX | CRATER LAKE | OR | PRIMARY | 42.92 | -122.12
97625 | STANDARD | DAIRY | OR | PRIMARY | 42.34 | -121.59
97127 | STANDARD | LAFAYETTE | OR | PRIMARY | 45.24 | -123.11
97850 | STANDARD | LA GRANDE | OR | PRIMARY | 45.32 | -118.2
97034 | STANDARD | LAKE OSWEGO | OR | PRIMARY | 45.4 | -122.68
97035 | STANDARD | LAKE OSWEGO | OR | PRIMARY | 45.41 | -122.72
97449 | STANDARD | LAKESIDE | OR | PRIMARY | 43.58 | -124.08
97630 | STANDARD | LAKEVIEW | OR | PRIMARY | 42.38 | -120.2
97637 | STANDARD | PLUSH | OR | PRIMARY | 42.54 | -119.8
97450 | STANDARD | LANGLOIS | OR | PRIMARY | 42.91 | -124.35
97739 | STANDARD | LA PINE | OR | PRIMARY | 43.69 | -121.14
97355 | STANDARD | LEBANON | OR | PRIMARY | 44.52 | -122.81
97367 | STANDARD | LINCOLN CITY | OR | PRIMARY | 44.94 | -123.94
97388 | PO BOX | GLENEDEN BEACH | OR | PRIMARY | 44.88 | -124.03
97856 | STANDARD | LONG CREEK | OR | PRIMARY | 44.8 | -119.13
97451 | STANDARD | LORANE | OR | PRIMARY | 43.82 | -123.21
97857 | STANDARD | LOSTINE | OR | PRIMARY | 45.37 | -117.52
97438 | STANDARD | FALL CREEK | OR | PRIMARY | 43.94 | -122.68
97452 | STANDARD | LOWELL | OR | PRIMARY | 43.85 | -122.69
97358 | STANDARD | LYONS | OR | PRIMARY | 44.82 | -122.37
97384 | PO BOX | MEHAMA | OR | PRIMARY | 44.79 | -122.6
97128 | STANDARD | MCMINNVILLE | OR | PRIMARY | 45.19 | -123.24
97741 | STANDARD | MADRAS | OR | PRIMARY | 44.6 | -121.05
97632 | STANDARD | MALIN | OR | PRIMARY | 42.04 | -121.42
97130 | PO BOX | MANZANITA | OR | PRIMARY | 45.77 | -123.96
97453 | STANDARD | MAPLETON | OR | PRIMARY | 44 | -123.84
97454 | STANDARD | MARCOLA | OR | PRIMARY | 44.21 | -122.8
97036 | PO BOX | MARYLHURST | OR | PRIMARY | 45.39 | -122.64
97037 | STANDARD | MAUPIN | OR | PRIMARY | 45.04 | -121.15
97501 | STANDARD | MEDFORD | OR | PRIMARY | 42.28 | -122.9
97502 | STANDARD | CENTRAL POINT | OR | PRIMARY | 42.39 | -122.93
97503 | STANDARD | WHITE CITY | OR | PRIMARY | 42.56 | -122.92
97504 | STANDARD | MEDFORD | OR | PRIMARY | 42.33 | -122.79
97532 | STANDARD | MERLIN | OR | PRIMARY | 42.56 | -123.56
97633 | STANDARD | MERRILL | OR | PRIMARY | 42.04 | -121.55
97634 | PO BOX | MIDLAND | OR | PRIMARY | 42.13 | -121.81
97346 | STANDARD | GATES | OR | PRIMARY | 44.74 | -122.39
97360 | STANDARD | MILL CITY | OR | PRIMARY | 44.74 | -122.48
97862 | STANDARD | MILTON FREEWATER | OR | PRIMARY | 45.9 | -118.34
97750 | STANDARD | MITCHELL | OR | PRIMARY | 44.66 | -119.78
97038 | STANDARD | MOLALLA | OR | PRIMARY | 45.07 | -122.55
97361 | STANDARD | MONMOUTH | OR | PRIMARY | 44.78 | -123.33
97456 | STANDARD | MONROE | OR | PRIMARY | 44.34 | -123.33
97864 | STANDARD | MONUMENT | OR | PRIMARY | 44.81 | -119.43
97039 | STANDARD | MORO | OR | PRIMARY | 45.41 | -120.79
97040 | STANDARD | MOSIER | OR | PRIMARY | 45.6 | -121.37
97362 | STANDARD | MOUNT ANGEL | OR | PRIMARY | 45.06 | -122.76
97041 | STANDARD | MOUNT HOOD PARKDALE | OR | PRIMARY | 45.43 | -121.63
97865 | STANDARD | MOUNT VERNON | OR | PRIMARY | 44.44 | -119.16
97042 | STANDARD | MULINO | OR | PRIMARY | 45.2 | -122.54
97533 | PO BOX | MURPHY | OR | PRIMARY | 42.33 | -123.28
97457 | STANDARD | MYRTLE CREEK | OR | PRIMARY | 43.05 | -123.2
97458 | STANDARD | MYRTLE POINT | OR | PRIMARY | 43.06 | -124.03
97131 | STANDARD | NEHALEM | OR | PRIMARY | 45.7 | -123.86
97364 | STANDARD | NEOTSU | OR | PRIMARY | 44.99 | -123.98
97132 | STANDARD | NEWBERG | OR | PRIMARY | 45.32 | -122.98
97635 | STANDARD | NEW PINE CREEK | OR | PRIMARY | 41.96 | -120.2
97365 | STANDARD | NEWPORT | OR | PRIMARY | 44.66 | -124.01
97366 | STANDARD | SOUTH BEACH | OR | PRIMARY | 44.56 | -124.03
97369 | STANDARD | OTTER ROCK | OR | PRIMARY | 44.74 | -124.05
97459 | STANDARD | NORTH BEND | OR | PRIMARY | 43.48 | -124.16
97133 | STANDARD | NORTH PLAINS | OR | PRIMARY | 45.67 | -123.02
97867 | STANDARD | NORTH POWDER | OR | PRIMARY | 45.05 | -118.01
97461 | STANDARD | NOTI | OR | PRIMARY | 44.09 | -123.48
97913 | STANDARD | NYSSA | OR | PRIMARY | 43.73 | -117.15
97462 | STANDARD | OAKLAND | OR | PRIMARY | 43.47 | -123.35
97463 | STANDARD | OAKRIDGE | OR | PRIMARY | 43.74 | -122.41
97534 | STANDARD | O BRIEN | OR | PRIMARY | 42.04 | -123.71
97134 | PO BOX | OCEANSIDE | OR | PRIMARY | 45.45 | -123.96
97044 | PO BOX | ODELL | OR | PRIMARY | 45.62 | -121.54
97914 | STANDARD | ONTARIO | OR | PRIMARY | 44.08 | -117.01
97464 | PO BOX | OPHIR | OR | PRIMARY | 42.5 | -124.41
97045 | STANDARD | OREGON CITY | OR | PRIMARY | 45.32 | -122.52
97368 | STANDARD | OTIS | OR | PRIMARY | 45 | -123.89
97840 | STANDARD | OXBOW | OR | PRIMARY | 44.99 | -116.87
97135 | PO BOX | PACIFIC CITY | OR | PRIMARY | 45.19 | -123.96
97636 | STANDARD | PAISLEY | OR | PRIMARY | 42.61 | -120.57
97751 | STANDARD | PAULINA | OR | PRIMARY | 44.11 | -119.79
97801 | STANDARD | PENDLETON | OR | PRIMARY | 45.73 | -118.79
97859 | PO BOX | MEACHAM | OR | PRIMARY | 45.52 | -118.44
97370 | STANDARD | PHILOMATH | OR | PRIMARY | 44.59 | -123.46
97535 | STANDARD | PHOENIX | OR | PRIMARY | 42.26 | -122.81
97868 | STANDARD | PILOT ROCK | OR | PRIMARY | 45.39 | -118.78
97201 | STANDARD | PORTLAND | OR | PRIMARY | 45.5 | -122.69
97202 | STANDARD | PORTLAND | OR | PRIMARY | 45.47 | -122.64
97203 | STANDARD | PORTLAND | OR | PRIMARY | 45.61 | -122.74
97204 | STANDARD | PORTLAND | OR | PRIMARY | 45.51 | -122.67
97205 | STANDARD | PORTLAND | OR | PRIMARY | 45.51 | -122.68
97206 | STANDARD | PORTLAND | OR | PRIMARY | 45.48 | -122.6
97207 | PO BOX | PORTLAND | OR | PRIMARY | 45.52 | -122.68
97208 | PO BOX | PORTLAND | OR | PRIMARY | 45.53 | -122.56
97209 | STANDARD | PORTLAND | OR | PRIMARY | 45.53 | -122.68
97210 | STANDARD | PORTLAND | OR | PRIMARY | 45.55 | -122.73
97211 | STANDARD | PORTLAND | OR | PRIMARY | 45.57 | -122.62
97212 | STANDARD | PORTLAND | OR | PRIMARY | 45.54 | -122.64
97213 | STANDARD | PORTLAND | OR | PRIMARY | 45.53 | -122.6
97214 | STANDARD | PORTLAND | OR | PRIMARY | 45.51 | -122.64
97215 | STANDARD | PORTLAND | OR | PRIMARY | 45.51 | -122.59
97216 | STANDARD | PORTLAND | OR | PRIMARY | 45.51 | -122.55
97217 | STANDARD | PORTLAND | OR | PRIMARY | 45.58 | -122.7
97218 | STANDARD | PORTLAND | OR | PRIMARY | 45.57 | -122.59
97219 | STANDARD | PORTLAND | OR | PRIMARY | 45.45 | -122.69
97220 | STANDARD | PORTLAND | OR | PRIMARY | 45.55 | -122.56
97221 | STANDARD | PORTLAND | OR | PRIMARY | 45.49 | -122.72
97222 | STANDARD | PORTLAND | OR | PRIMARY | 45.44 | -122.61
97223 | STANDARD | PORTLAND | OR | PRIMARY | 45.44 | -122.76
97224 | STANDARD | PORTLAND | OR | PRIMARY | 45.4 | -122.79
97225 | STANDARD | PORTLAND | OR | PRIMARY | 45.49 | -122.77
97227 | STANDARD | PORTLAND | OR | PRIMARY | 45.54 | -122.67
97228 | PO BOX | PORTLAND | OR | PRIMARY | 45.53 | -122.68
97229 | STANDARD | PORTLAND | OR | PRIMARY | 45.55 | -122.81
97230 | STANDARD | PORTLAND | OR | PRIMARY | 45.54 | -122.5
97231 | STANDARD | PORTLAND | OR | PRIMARY | 45.73 | -122.76
97232 | STANDARD | PORTLAND | OR | PRIMARY | 45.52 | -122.64
97233 | STANDARD | PORTLAND | OR | PRIMARY | 45.51 | -122.49
97236 | STANDARD | PORTLAND | OR | PRIMARY | 45.46 | -122.49
97238 | PO BOX | PORTLAND | OR | PRIMARY | 45.57 | -122.6
97239 | STANDARD | PORTLAND | OR | PRIMARY | 45.48 | -122.69
97240 | PO BOX | PORTLAND | OR | PRIMARY | 45.5 | -122.65
97242 | PO BOX | PORTLAND | OR | PRIMARY | 45.48 | -122.64
97256 | UNIQUE | PORTLAND | OR | PRIMARY | 45.51 | -122.67
97258 | STANDARD | PORTLAND | OR | PRIMARY | 45.51 | -122.67
97266 | STANDARD | PORTLAND | OR | PRIMARY | 45.46 | -122.55
97267 | STANDARD | PORTLAND | OR | PRIMARY | 45.4 | -122.61
97268 | PO BOX | PORTLAND | OR | PRIMARY | 45.41 | -122.63
97269 | PO BOX | PORTLAND | OR | PRIMARY | 45.44 | -122.61
97280 | PO BOX | PORTLAND | OR | PRIMARY | 45.45 | -122.7
97281 | PO BOX | PORTLAND | OR | PRIMARY | 45.44 | -122.77
97282 | PO BOX | PORTLAND | OR | PRIMARY | 45.48 | -122.64
97283 | PO BOX | PORTLAND | OR | PRIMARY | 45.53 | -122.65
97286 | PO BOX | PORTLAND | OR | PRIMARY | 45.48 | -122.59
97290 | PO BOX | PORTLAND | OR | PRIMARY | 45.57 | -122.64
97291 | PO BOX | PORTLAND | OR | PRIMARY | 45.54 | -122.72
97292 | PO BOX | PORTLAND | OR | PRIMARY | 45.51 | -122.55
97293 | PO BOX | PORTLAND | OR | PRIMARY | 45.51 | -122.64
97294 | PO BOX | PORTLAND | OR | PRIMARY | 45.54 | -122.49
97296 | PO BOX | PORTLAND | OR | PRIMARY | 45.53 | -122.77
97298 | PO BOX | PORTLAND | OR | PRIMARY | 45.5 | -122.77
97465 | STANDARD | PORT ORFORD | OR | PRIMARY | 42.72 | -124.35
97752 | STANDARD | POST | OR | PRIMARY | 44.05 | -120.09
97753 | STANDARD | POWELL BUTTE | OR | PRIMARY | 44.23 | -121.01
97466 | STANDARD | POWERS | OR | PRIMARY | 42.84 | -124.09
97817 | STANDARD | BATES | OR | PRIMARY | 44.7 | -118.79
97869 | STANDARD | PRAIRIE CITY | OR | PRIMARY | 44.38 | -118.64
97754 | STANDARD | PRINEVILLE | OR | PRIMARY | 44.1 | -120.66
97536 | STANDARD | PROSPECT | OR | PRIMARY | 42.82 | -122.51
97048 | STANDARD | RAINIER | OR | PRIMARY | 46.04 | -122.98
97756 | STANDARD | REDMOND | OR | PRIMARY | 44.26 | -121.22
97467 | STANDARD | REEDSPORT | OR | PRIMARY | 43.79 | -123.9
97049 | STANDARD | RHODODENDRON | OR | PRIMARY | 45.36 | -121.85
97870 | STANDARD | RICHLAND | OR | PRIMARY | 44.79 | -117.23
97371 | STANDARD | RICKREALL | OR | PRIMARY | 44.99 | -123.2
97469 | STANDARD | RIDDLE | OR | PRIMARY | 42.91 | -123.43
97758 | STANDARD | RILEY | OR | PRIMARY | 43.58 | -119.57
97136 | STANDARD | ROCKAWAY BEACH | OR | PRIMARY | 45.62 | -123.91
97537 | STANDARD | ROGUE RIVER | OR | PRIMARY | 42.54 | -123.1
97470 | STANDARD | ROSEBURG | OR | PRIMARY | 43.21 | -123.4
97471 | STANDARD | ROSEBURG | OR | PRIMARY | 43.24 | -123.48
97050 | PO BOX | RUFUS | OR | PRIMARY | 45.66 | -120.77
97373 | PO BOX | SAINT BENEDICT | OR | PRIMARY | 45.05 | -122.78
97051 | STANDARD | SAINT HELENS | OR | PRIMARY | 45.88 | -122.92
97053 | STANDARD | WARREN | OR | PRIMARY | 45.81 | -122.88
97054 | STANDARD | DEER ISLAND | OR | PRIMARY | 45.94 | -122.92
97137 | STANDARD | SAINT PAUL | OR | PRIMARY | 45.2 | -122.96
97301 | STANDARD | SALEM | OR | PRIMARY | 44.9 | -122.92
97302 | STANDARD | SALEM | OR | PRIMARY | 44.9 | -123.06
97303 | STANDARD | SALEM | OR | PRIMARY | 45.01 | -123.01
97304 | STANDARD | SALEM | OR | PRIMARY | 45.02 | -123.11
97305 | STANDARD | SALEM | OR | PRIMARY | 45.01 | -122.91
97306 | STANDARD | SALEM | OR | PRIMARY | 44.84 | -123.08
97307 | PO BOX | KEIZER | OR | PRIMARY | 45.01 | -123.01
97308 | PO BOX | SALEM | OR | PRIMARY | 44.89 | -122.92
97309 | PO BOX | SALEM | OR | PRIMARY | 44.92 | -123.01
97310 | UNIQUE | SALEM | OR | PRIMARY | 44.91 | -123
97311 | UNIQUE | SALEM | OR | PRIMARY | 44.94 | -123.02
97312 | UNIQUE | SALEM | OR | PRIMARY | 44.89 | -123.06
97314 | UNIQUE | SALEM | OR | PRIMARY | 44.96 | -123
97317 | STANDARD | SALEM | OR | PRIMARY | 44.9 | -122.89
97055 | STANDARD | SANDY | OR | PRIMARY | 45.38 | -122.23
97056 | STANDARD | SCAPPOOSE | OR | PRIMARY | 45.8 | -122.97
97374 | STANDARD | SCIO | OR | PRIMARY | 44.68 | -122.76
97473 | STANDARD | SCOTTSBURG | OR | PRIMARY | 43.69 | -123.91
97375 | STANDARD | SCOTTS MILLS | OR | PRIMARY | 44.96 | -122.57
97138 | STANDARD | SEASIDE | OR | PRIMARY | 45.92 | -123.7
97538 | STANDARD | SELMA | OR | PRIMARY | 42.26 | -123.59
97873 | STANDARD | SENECA | OR | PRIMARY | 44.12 | -118.94
97539 | STANDARD | SHADY COVE | OR | PRIMARY | 42.61 | -122.8
97057 | PO BOX | SHANIKO | OR | PRIMARY | 44.98 | -120.74
97377 | STANDARD | SHEDD | OR | PRIMARY | 44.45 | -123.1
97378 | STANDARD | SHERIDAN | OR | PRIMARY | 45.1 | -123.42
97140 | STANDARD | SHERWOOD | OR | PRIMARY | 45.35 | -122.86
97357 | STANDARD | LOGSDEN | OR | PRIMARY | 44.74 | -123.8
97380 | STANDARD | SILETZ | OR | PRIMARY | 44.77 | -123.92
97638 | STANDARD | SILVER LAKE | OR | PRIMARY | 43.18 | -120.96
97641 | PO BOX | CHRISTMAS VALLEY | OR | PRIMARY | 43.24 | -120.59
97381 | STANDARD | SILVERTON | OR | PRIMARY | 44.95 | -122.71
97759 | STANDARD | SISTERS | OR | PRIMARY | 44.41 | -121.92
97476 | STANDARD | SIXES | OR | PRIMARY | 42.87 | -124.18
97874 | STANDARD | SPRAY | OR | PRIMARY | 44.77 | -119.9
97477 | STANDARD | SPRINGFIELD | OR | PRIMARY | 44.05 | -123
97478 | STANDARD | SPRINGFIELD | OR | PRIMARY | 44.1 | -122.8
97875 | STANDARD | STANFIELD | OR | PRIMARY | 45.8 | -119.17
97383 | STANDARD | STAYTON | OR | PRIMARY | 44.81 | -122.72
97385 | STANDARD | SUBLIMITY | OR | PRIMARY | 44.86 | -122.73
97640 | STANDARD | SUMMER LAKE | OR | PRIMARY | 42.86 | -120.71
97877 | STANDARD | SUMPTER | OR | PRIMARY | 44.75 | -118.2
97479 | STANDARD | SUTHERLIN | OR | PRIMARY | 43.41 | -123.11
97386 | STANDARD | SWEET HOME | OR | PRIMARY | 44.36 | -122.69
97480 | STANDARD | SWISSHOME | OR | PRIMARY | 44.12 | -123.81
97540 | STANDARD | TALENT | OR | PRIMARY | 42.2 | -122.81
97389 | STANDARD | TANGENT | OR | PRIMARY | 44.54 | -123.08
97481 | STANDARD | TENMILE | OR | PRIMARY | 43.1 | -123.53
97760 | STANDARD | TERREBONNE | OR | PRIMARY | 44.41 | -121.29
97058 | STANDARD | THE DALLES | OR | PRIMARY | 45.54 | -121.15
97390 | STANDARD | TIDEWATER | OR | PRIMARY | 44.32 | -123.85
97107 | STANDARD | BAY CITY | OR | PRIMARY | 45.58 | -123.81
97141 | STANDARD | TILLAMOOK | OR | PRIMARY | 45.46 | -123.71
97143 | PO BOX | NETARTS | OR | PRIMARY | 45.43 | -123.94
97484 | STANDARD | TILLER | OR | PRIMARY | 42.91 | -122.87
97144 | STANDARD | TIMBER | OR | PRIMARY | 45.74 | -123.31
97391 | STANDARD | TOLEDO | OR | PRIMARY | 44.6 | -123.89
97541 | STANDARD | TRAIL | OR | PRIMARY | 42.72 | -122.73
97060 | STANDARD | TROUTDALE | OR | PRIMARY | 45.52 | -122.35
97062 | STANDARD | TUALATIN | OR | PRIMARY | 45.36 | -122.75
97392 | STANDARD | TURNER | OR | PRIMARY | 44.79 | -122.94
97063 | STANDARD | TYGH VALLEY | OR | PRIMARY | 45.22 | -121.26
97880 | PO BOX | UKIAH | OR | PRIMARY | 45.09 | -118.89
97882 | STANDARD | UMATILLA | OR | PRIMARY | 45.9 | -119.33
97486 | STANDARD | UMPQUA | OR | PRIMARY | 43.35 | -123.54
97883 | STANDARD | UNION | OR | PRIMARY | 45.15 | -117.77
97884 | STANDARD | UNITY | OR | PRIMARY | 44.47 | -118.22
97903 | STANDARD | BROGAN | OR | PRIMARY | 44.15 | -117.67
97908 | STANDARD | IRONSIDE | OR | PRIMARY | 44.32 | -117.83
97918 | STANDARD | VALE | OR | PRIMARY | 44.03 | -117.38
97487 | STANDARD | VENETA | OR | PRIMARY | 43.97 | -123.42
97064 | STANDARD | VERNONIA | OR | PRIMARY | 45.88 | -123.23
97488 | STANDARD | VIDA | OR | PRIMARY | 44.13 | -122.42
97376 | STANDARD | SEAL ROCK | OR | PRIMARY | 44.5 | -123.99
97394 | STANDARD | WALDPORT | OR | PRIMARY | 44.45 | -123.94
97885 | STANDARD | WALLOWA | OR | PRIMARY | 45.56 | -117.5
97489 | STANDARD | WALTERVILLE | OR | PRIMARY | 44.13 | -122.64
97490 | STANDARD | WALTON | OR | PRIMARY | 44.02 | -123.62
97761 | PO BOX | WARM SPRINGS | OR | PRIMARY | 44.82 | -121.31
97146 | STANDARD | WARRENTON | OR | PRIMARY | 46.12 | -123.91
97065 | STANDARD | WASCO | OR | PRIMARY | 45.59 | -120.63
97491 | PO BOX | WEDDERBURN | OR | PRIMARY | 42.45 | -124.4
97067 | STANDARD | WELCHES | OR | PRIMARY | 45.3 | -121.95
97920 | PO BOX | WESTFALL | OR | PRIMARY | 44.03 | -117.71
97492 | STANDARD | WESTFIR | OR | PRIMARY | 43.74 | -122.49
97493 | STANDARD | WESTLAKE | OR | PRIMARY | 43.92 | -123.98
97068 | STANDARD | WEST LINN | OR | PRIMARY | 45.34 | -122.66
97886 | STANDARD | WESTON | OR | PRIMARY | 45.8 | -118.26
97147 | PO BOX | WHEELER | OR | PRIMARY | 45.68 | -123.88
97494 | PO BOX | WILBUR | OR | PRIMARY | 43.32 | -123.34
97396 | STANDARD | WILLAMINA | OR | PRIMARY | 45.13 | -123.51
97544 | STANDARD | WILLIAMS | OR | PRIMARY | 42.14 | -123.32
97070 | STANDARD | WILSONVILLE | OR | PRIMARY | 45.3 | -122.78
97495 | STANDARD | WINCHESTER | OR | PRIMARY | 43.29 | -123.27
97416 | STANDARD | CAMAS VALLEY | OR | PRIMARY | 43.05 | -123.67
97496 | STANDARD | WINSTON | OR | PRIMARY | 43.05 | -123.5
97497 | STANDARD | WOLF CREEK | OR | PRIMARY | 42.66 | -123.39
97071 | STANDARD | WOODBURN | OR | PRIMARY | 45.13 | -122.82
97498 | STANDARD | YACHATS | OR | PRIMARY | 44.32 | -124
97148 | STANDARD | YAMHILL | OR | PRIMARY | 45.36 | -123.24
97499 | STANDARD | YONCALLA | OR | PRIMARY | 43.57 | -123.14
98601 | STANDARD | AMBOY | WA | PRIMARY | 45.93 | -122.44
98602 | STANDARD | APPLETON | WA | PRIMARY | 45.85 | -121.28
98603 | STANDARD | ARIEL | WA | PRIMARY | 46.01 | -122.47
98604 | STANDARD | BATTLE GROUND | WA | PRIMARY | 45.8 | -122.48
98605 | STANDARD | BINGEN | WA | PRIMARY | 45.77 | -121.66
98606 | STANDARD | BRUSH PRAIRIE | WA | PRIMARY | 45.73 | -122.45
98607 | STANDARD | CAMAS | WA | PRIMARY | 45.64 | -122.37
98609 | STANDARD | CARROLLS | WA | PRIMARY | 46.07 | -122.86
98610 | STANDARD | CARSON | WA | PRIMARY | 45.79 | -121.89
98611 | STANDARD | CASTLE ROCK | WA | PRIMARY | 46.29 | -122.95
98612 | STANDARD | CATHLAMET | WA | PRIMARY | 46.22 | -123.31
98614 | PO BOX | CHINOOK | WA | PRIMARY | 46.28 | -123.91
98616 | STANDARD | COUGAR | WA | PRIMARY | 46.08 | -122.28
98617 | PO BOX | DALLESPORT | WA | PRIMARY | 45.66 | -121.13
98619 | STANDARD | GLENWOOD | WA | PRIMARY | 45.98 | -121.27
98613 | STANDARD | CENTERVILLE | WA | PRIMARY | 45.74 | -120.93
98620 | STANDARD | GOLDENDALE | WA | PRIMARY | 45.84 | -120.76
98622 | PO BOX | HEISSON | WA | PRIMARY | 45.82 | -122.48
98623 | PO BOX | HUSUM | WA | PRIMARY | 45.8 | -121.46
98624 | STANDARD | ILWACO | WA | PRIMARY | 46.31 | -123.99
98625 | STANDARD | KALAMA | WA | PRIMARY | 46.01 | -122.7
98626 | STANDARD | KELSO | WA | PRIMARY | 46.14 | -122.8
98628 | STANDARD | KLICKITAT | WA | PRIMARY | 45.84 | -121.04
98670 | STANDARD | WAHKIACUS | WA | PRIMARY | 45.85 | -121.14
98629 | STANDARD | LA CENTER | WA | PRIMARY | 45.87 | -122.61
98631 | STANDARD | LONG BEACH | WA | PRIMARY | 46.39 | -124.03
98637 | PO BOX | NAHCOTTA | WA | PRIMARY | 46.49 | -124.03
98632 | STANDARD | LONGVIEW | WA | PRIMARY | 46.19 | -123.05
98635 | STANDARD | LYLE | WA | PRIMARY | 45.72 | -121.16
98638 | STANDARD | NASELLE | WA | PRIMARY | 46.36 | -123.75
98639 | PO BOX | NORTH BONNEVILLE | WA | PRIMARY | 45.67 | -121.96
98640 | STANDARD | OCEAN PARK | WA | PRIMARY | 46.54 | -124.04
98641 | PO BOX | OYSTERVILLE | WA | PRIMARY | 46.56 | -124.03
98642 | STANDARD | RIDGEFIELD | WA | PRIMARY | 45.79 | -122.69
98621 | STANDARD | GRAYS RIVER | WA | PRIMARY | 46.35 | -123.6
98643 | STANDARD | ROSBURG | WA | PRIMARY | 46.29 | -123.63
98644 | PO BOX | SEAVIEW | WA | PRIMARY | 46.33 | -124.05
98647 | STANDARD | SKAMOKAWA | WA | PRIMARY | 46.28 | -123.44
98648 | STANDARD | STEVENSON | WA | PRIMARY | 45.7 | -121.72
98645 | STANDARD | SILVERLAKE | WA | PRIMARY | 46.32 | -122.78
98649 | STANDARD | TOUTLE | WA | PRIMARY | 46.31 | -122.69
98650 | STANDARD | TROUT LAKE | WA | PRIMARY | 45.97 | -121.53
98651 | STANDARD | UNDERWOOD | WA | PRIMARY | 45.74 | -121.58
98660 | STANDARD | VANCOUVER | WA | PRIMARY | 45.72 | -122.74
98661 | STANDARD | VANCOUVER | WA | PRIMARY | 45.64 | -122.63
98662 | STANDARD | VANCOUVER | WA | PRIMARY | 45.68 | -122.57
98663 | STANDARD | VANCOUVER | WA | PRIMARY | 45.65 | -122.66
98664 | STANDARD | VANCOUVER | WA | PRIMARY | 45.62 | -122.57
98665 | STANDARD | VANCOUVER | WA | PRIMARY | 45.67 | -122.66
98666 | PO BOX | VANCOUVER | WA | PRIMARY | 45.71 | -122.59
98668 | PO BOX | VANCOUVER | WA | PRIMARY | 45.71 | -122.62
98682 | STANDARD | VANCOUVER | WA | PRIMARY | 45.67 | -122.47
98683 | STANDARD | VANCOUVER | WA | PRIMARY | 45.6 | -122.51
98684 | STANDARD | VANCOUVER | WA | PRIMARY | 45.63 | -122.52
98685 | STANDARD | VANCOUVER | WA | PRIMARY | 45.7 | -122.69
98686 | STANDARD | VANCOUVER | WA | PRIMARY | 45.72 | -122.61
98687 | PO BOX | VANCOUVER | WA | PRIMARY | 45.63 | -122.52
98671 | STANDARD | WASHOUGAL | WA | PRIMARY | 45.61 | -122.23
98672 | STANDARD | WHITE SALMON | WA | PRIMARY | 45.82 | -121.46
98673 | PO BOX | WISHRAM | WA | PRIMARY | 45.66 | -120.92
98674 | STANDARD | WOODLAND | WA | PRIMARY | 45.94 | -122.67
98675 | STANDARD | YACOLT | WA | PRIMARY | 45.83 | -122.38
83520 | STANDARD | AHSAHKA | ID | PRIMARY | 46.52 | -116.3
83801 | STANDARD | ATHOL | ID | PRIMARY | 47.96 | -116.68
83802 | STANDARD | AVERY | ID | PRIMARY | 47.17 | -115.8
83803 | STANDARD | BAYVIEW | ID | PRIMARY | 47.97 | -116.56
83804 | STANDARD | BLANCHARD | ID | PRIMARY | 48.04 | -116.96
83805 | STANDARD | BONNERS FERRY | ID | PRIMARY | 48.75 | -116.51
83806 | PO BOX | BOVILL | ID | PRIMARY | 46.9 | -116.36
83808 | STANDARD | CALDER | ID | PRIMARY | 47.31 | -116.09
83810 | STANDARD | CATALDO | ID | PRIMARY | 47.57 | -116.47
83811 | STANDARD | CLARK FORK | ID | PRIMARY | 48.06 | -116.17
83813 | STANDARD | COCOLALLA | ID | PRIMARY | 48.1 | -116.67
83814 | STANDARD | COEUR D ALENE | ID | PRIMARY | 47.59 | -116.91
83815 | STANDARD | COEUR D ALENE | ID | PRIMARY | 47.72 | -116.75
83816 | PO BOX | COEUR D ALENE | ID | PRIMARY | 47.67 | -116.78
83821 | STANDARD | COOLIN | ID | PRIMARY | 48.6 | -116.86
83522 | STANDARD | COTTONWOOD | ID | PRIMARY | 45.94 | -116.52
83533 | STANDARD | GREENCREEK | ID | PRIMARY | 46.11 | -116.26
83523 | STANDARD | CRAIGMONT | ID | PRIMARY | 46.23 | -116.48
83524 | STANDARD | CULDESAC | ID | PRIMARY | 46.36 | -116.67
83548 | STANDARD | REUBENS | ID | PRIMARY | 46.32 | -116.51
83823 | STANDARD | DEARY | ID | PRIMARY | 46.79 | -116.51
83824 | STANDARD | DESMET | ID | PRIMARY | 47.12 | -116.91
83825 | PO BOX | DOVER | ID | PRIMARY | 48.25 | -116.6
83826 | PO BOX | EASTPORT | ID | PRIMARY | 48.98 | -116.17
83525 | STANDARD | ELK CITY | ID | PRIMARY | 45.9 | -115.22
83827 | PO BOX | ELK RIVER | ID | PRIMARY | 46.77 | -116.19
83526 | STANDARD | FERDINAND | ID | PRIMARY | 46.14 | -116.41
83812 | STANDARD | CLARKIA | ID | PRIMARY | 47.02 | -116.24
83830 | STANDARD | FERNWOOD | ID | PRIMARY | 47.09 | -116.46
83832 | STANDARD | GENESEE | ID | PRIMARY | 46.56 | -116.88
83530 | STANDARD | GRANGEVILLE | ID | PRIMARY | 45.9 | -116.13
83531 | PO BOX | FENN | ID | PRIMARY | 45.92 | -116.12
83833 | STANDARD | HARRISON | ID | PRIMARY | 47.54 | -116.7
83842 | STANDARD | MEDIMONT | ID | PRIMARY | 47.44 | -116.47
83834 | STANDARD | HARVARD | ID | PRIMARY | 46.94 | -116.69
83835 | STANDARD | HAYDEN | ID | PRIMARY | 47.78 | -116.71
83836 | STANDARD | HOPE | ID | PRIMARY | 48.26 | -116.24
83535 | STANDARD | JULIAETTA | ID | PRIMARY | 46.55 | -116.74
83536 | STANDARD | KAMIAH | ID | PRIMARY | 46.25 | -115.96
83837 | STANDARD | KELLOGG | ID | PRIMARY | 47.57 | -116.11
83537 | STANDARD | KENDRICK | ID | PRIMARY | 46.64 | -116.54
83839 | STANDARD | KINGSTON | ID | PRIMARY | 47.59 | -116.24
83539 | STANDARD | KOOSKIA | ID | PRIMARY | 46.08 | -115.86
83841 | PO BOX | LACLEDE | ID | PRIMARY | 48.16 | -116.75
83540 | STANDARD | LAPWAI | ID | PRIMARY | 46.32 | -116.78
83541 | STANDARD | LENORE | ID | PRIMARY | 46.64 | -116.32
83501 | STANDARD | LEWISTON | ID | PRIMARY | 46.16 | -116.92
83542 | STANDARD | LUCILE | ID | PRIMARY | 45.54 | -116.24
83843 | STANDARD | MOSCOW | ID | PRIMARY | 46.71 | -116.91
83844 | UNIQUE | MOSCOW | ID | PRIMARY | 46.72 | -116.99
83845 | STANDARD | MOYIE SPRINGS | ID | PRIMARY | 48.7 | -116.12
83846 | STANDARD | MULLAN | ID | PRIMARY | 47.46 | -115.74
83847 | STANDARD | NAPLES | ID | PRIMARY | 48.59 | -116.4
83865 | PO BOX | COLBURN | ID | PRIMARY | 48.39 | -116.53
83543 | STANDARD | NEZPERCE | ID | PRIMARY | 46.28 | -116.23
83848 | STANDARD | NORDMAN | ID | PRIMARY | 48.67 | -116.88
83544 | STANDARD | OROFINO | ID | PRIMARY | 46.48 | -116.12
83849 | PO BOX | OSBURN | ID | PRIMARY | 47.53 | -116.01
83545 | STANDARD | PECK | ID | PRIMARY | 46.42 | -116.46
83546 | STANDARD | PIERCE | ID | PRIMARY | 46.56 | -115.81
83850 | STANDARD | PINEHURST | ID | PRIMARY | 47.46 | -116.21
83851 | STANDARD | PLUMMER | ID | PRIMARY | 47.28 | -116.88
83547 | STANDARD | POLLOCK | ID | PRIMARY | 45.31 | -116.32
83840 | PO BOX | KOOTENAI | ID | PRIMARY | 48.31 | -116.51
83852 | STANDARD | PONDERAY | ID | PRIMARY | 48.3 | -116.53
83853 | STANDARD | PORTHILL | ID | PRIMARY | 48.95 | -116.62
83854 | STANDARD | POST FALLS | ID | PRIMARY | 47.78 | -117.02
83877 | PO BOX | POST FALLS | ID | PRIMARY | 47.71 | -116.94
83855 | STANDARD | POTLATCH | ID | PRIMARY | 46.96 | -116.91
83822 | STANDARD | OLDTOWN | ID | PRIMARY | 48.13 | -116.99
83856 | STANDARD | PRIEST RIVER | ID | PRIMARY | 48.38 | -116.89
83857 | STANDARD | PRINCETON | ID | PRIMARY | 46.9 | -116.81
83858 | STANDARD | RATHDRUM | ID | PRIMARY | 47.84 | -116.88
83549 | STANDARD | RIGGINS | ID | PRIMARY | 45.39 | -116.47
83809 | STANDARD | CAREYWOOD | ID | PRIMARY | 48.06 | -116.59
83860 | STANDARD | SAGLE | ID | PRIMARY | 48.18 | -116.56
83861 | STANDARD | SAINT MARIES | ID | PRIMARY | 47.2 | -116.55
83864 | STANDARD | SANDPOINT | ID | PRIMARY | 48.34 | -116.45
83866 | PO BOX | SANTA | ID | PRIMARY | 47.18 | -116.41
83867 | PO BOX | SILVERTON | ID | PRIMARY | 47.49 | -115.95
83868 | STANDARD | SMELTERVILLE | ID | PRIMARY | 47.52 | -116.18
83869 | STANDARD | SPIRIT LAKE | ID | PRIMARY | 47.98 | -116.89
83552 | STANDARD | STITES | ID | PRIMARY | 46.08 | -115.97
83870 | STANDARD | TENSED | ID | PRIMARY | 47.12 | -116.79
83871 | STANDARD | TROY | ID | PRIMARY | 46.74 | -116.74
83872 | STANDARD | VIOLA | ID | PRIMARY | 46.86 | -116.97
83873 | STANDARD | WALLACE | ID | PRIMARY | 47.61 | -115.91
83874 | PO BOX | MURRAY | ID | PRIMARY | 47.63 | -115.79
83553 | STANDARD | WEIPPE | ID | PRIMARY | 46.38 | -115.89
83554 | STANDARD | WHITE BIRD | ID | PRIMARY | 45.69 | -116.18
83555 | STANDARD | WINCHESTER | ID | PRIMARY | 46.21 | -116.64
83876 | STANDARD | WORLEY | ID | PRIMARY | 47.44 | -116.89
98520 | STANDARD | ABERDEEN | WA | PRIMARY | 46.88 | -123.99
98220 | STANDARD | ACME | WA | PRIMARY | 48.7 | -122.19
99101 | STANDARD | ADDY | WA | PRIMARY | 48.32 | -117.91
98522 | PO BOX | ADNA | WA | PRIMARY | 46.57 | -123.29
99001 | STANDARD | AIRWAY HEIGHTS | WA | PRIMARY | 47.64 | -117.56
99102 | PO BOX | ALBION | WA | PRIMARY | 46.79 | -117.25
98524 | STANDARD | ALLYN | WA | PRIMARY | 47.37 | -122.84
99103 | STANDARD | ALMIRA | WA | PRIMARY | 47.72 | -118.93
98526 | STANDARD | AMANDA PARK | WA | PRIMARY | 47.47 | -123.92
98221 | STANDARD | ANACORTES | WA | PRIMARY | 48.46 | -122.6
98222 | STANDARD | BLAKELY ISLAND | WA | PRIMARY | 48.56 | -122.8
99401 | STANDARD | ANATONE | WA | PRIMARY | 46.08 | -117.27
98811 | PO BOX | ARDENVOIR | WA | PRIMARY | 47.72 | -120.36
98223 | STANDARD | ARLINGTON | WA | PRIMARY | 48.18 | -121.67
98304 | STANDARD | ASHFORD | WA | PRIMARY | 46.77 | -122
99402 | STANDARD | ASOTIN | WA | PRIMARY | 46.17 | -117.16
98001 | STANDARD | AUBURN | WA | PRIMARY | 47.3 | -122.26
98002 | STANDARD | AUBURN | WA | PRIMARY | 47.31 | -122.2
98003 | STANDARD | FEDERAL WAY | WA | PRIMARY | 47.3 | -122.31
98023 | STANDARD | FEDERAL WAY | WA | PRIMARY | 47.3 | -122.37
98047 | STANDARD | PACIFIC | WA | PRIMARY | 47.25 | -122.24
98063 | PO BOX | FEDERAL WAY | WA | PRIMARY | 47.3 | -122.31
98071 | PO BOX | AUBURN | WA | PRIMARY | 47.25 | -122.11
98092 | STANDARD | AUBURN | WA | PRIMARY | 47.28 | -122.1
98093 | PO BOX | FEDERAL WAY | WA | PRIMARY | 47.3 | -122.35
98224 | PO BOX | BARING | WA | PRIMARY | 47.73 | -121.49
98527 | PO BOX | BAY CENTER | WA | PRIMARY | 46.63 | -123.95
98305 | STANDARD | BEAVER | WA | PRIMARY | 48.05 | -124.28
98528 | STANDARD | BELFAIR | WA | PRIMARY | 47.43 | -122.92
98004 | STANDARD | BELLEVUE | WA | PRIMARY | 47.61 | -122.21
98005 | STANDARD | BELLEVUE | WA | PRIMARY | 47.62 | -122.16
98006 | STANDARD | BELLEVUE | WA | PRIMARY | 47.55 | -122.14
98007 | STANDARD | BELLEVUE | WA | PRIMARY | 47.62 | -122.14
98008 | STANDARD | BELLEVUE | WA | PRIMARY | 47.6 | -122.11
98009 | PO BOX | BELLEVUE | WA | PRIMARY | 47.61 | -122.2
98015 | PO BOX | BELLEVUE | WA | PRIMARY | 47.61 | -122.2
98225 | STANDARD | BELLINGHAM | WA | PRIMARY | 48.73 | -122.48
98226 | STANDARD | BELLINGHAM | WA | PRIMARY | 48.79 | -122.41
98227 | PO BOX | BELLINGHAM | WA | PRIMARY | 48.8 | -122.4
98228 | PO BOX | BELLINGHAM | WA | PRIMARY | 48.74 | -122.46
98229 | STANDARD | BELLINGHAM | WA | PRIMARY | 48.68 | -122.41
99320 | STANDARD | BENTON CITY | WA | PRIMARY | 46.24 | -119.49
99321 | STANDARD | BEVERLY | WA | PRIMARY | 46.87 | -119.81
99322 | STANDARD | BICKLETON | WA | PRIMARY | 45.92 | -120.19
98010 | STANDARD | BLACK DIAMOND | WA | PRIMARY | 47.32 | -121.99
98230 | STANDARD | BLAINE | WA | PRIMARY | 48.93 | -122.72
98231 | PO BOX | BLAINE | WA | PRIMARY | 48.99 | -122.74
98011 | STANDARD | BOTHELL | WA | PRIMARY | 47.74 | -122.2
98012 | STANDARD | BOTHELL | WA | PRIMARY | 47.84 | -122.19
98021 | STANDARD | BOTHELL | WA | PRIMARY | 47.79 | -122.2
98028 | STANDARD | KENMORE | WA | PRIMARY | 47.75 | -122.24
98041 | PO BOX | BOTHELL | WA | PRIMARY | 47.75 | -122.21
98082 | PO BOX | MILL CREEK | WA | PRIMARY | 47.85 | -122.22
98232 | STANDARD | BOW | WA | PRIMARY | 48.56 | -122.44
98310 | STANDARD | BREMERTON | WA | PRIMARY | 47.59 | -122.62
98311 | STANDARD | BREMERTON | WA | PRIMARY | 47.63 | -122.63
98312 | STANDARD | BREMERTON | WA | PRIMARY | 47.57 | -122.75
98314 | UNIQUE | BREMERTON | WA | PRIMARY | 47.55 | -122.64
98337 | STANDARD | BREMERTON | WA | PRIMARY | 47.56 | -122.64
98812 | STANDARD | BREWSTER | WA | PRIMARY | 48.15 | -119.82
98813 | STANDARD | BRIDGEPORT | WA | PRIMARY | 47.97 | -119.59
98320 | STANDARD | BRINNON | WA | PRIMARY | 47.69 | -122.99
98920 | PO BOX | BROWNSTOWN | WA | PRIMARY | 46.4 | -120.6
98321 | STANDARD | BUCKLEY | WA | PRIMARY | 47.13 | -122.04
98530 | PO BOX | BUCODA | WA | PRIMARY | 46.78 | -122.84
98921 | PO BOX | BUENA | WA | PRIMARY | 46.42 | -120.29
99323 | STANDARD | BURBANK | WA | PRIMARY | 46.22 | -118.82
98322 | PO BOX | BURLEY | WA | PRIMARY | 47.41 | -122.63
98233 | STANDARD | BURLINGTON | WA | PRIMARY | 48.53 | -122.31
98323 | STANDARD | CARBONADO | WA | PRIMARY | 47.01 | -121.98
98324 | PO BOX | CARLSBORG | WA | PRIMARY | 48.1 | -123.17
98814 | STANDARD | CARLTON | WA | PRIMARY | 48.23 | -120.28
98014 | STANDARD | CARNATION | WA | PRIMARY | 47.64 | -121.89
98815 | STANDARD | CASHMERE | WA | PRIMARY | 47.55 | -120.48
98531 | STANDARD | CENTRALIA | WA | PRIMARY | 46.74 | -122.95
99003 | STANDARD | CHATTAROY | WA | PRIMARY | 47.92 | -117.28
98532 | STANDARD | CHEHALIS | WA | PRIMARY | 46.62 | -123
98816 | STANDARD | CHELAN | WA | PRIMARY | 47.89 | -119.99
98817 | PO BOX | CHELAN FALLS | WA | PRIMARY | 47.79 | -119.99
99004 | STANDARD | CHENEY | WA | PRIMARY | 47.43 | -117.62
99109 | STANDARD | CHEWELAH | WA | PRIMARY | 48.26 | -117.76
98325 | STANDARD | CHIMACUM | WA | PRIMARY | 47.97 | -122.78
98533 | STANDARD | CINEBAR | WA | PRIMARY | 46.59 | -122.51
98326 | STANDARD | CLALLAM BAY | WA | PRIMARY | 48.17 | -124.53
99403 | STANDARD | CLARKSTON | WA | PRIMARY | 46.36 | -117.22
99110 | STANDARD | CLAYTON | WA | PRIMARY | 48.03 | -117.57
98235 | PO BOX | CLEARLAKE | WA | PRIMARY | 48.46 | -122.23
98922 | STANDARD | CLE ELUM | WA | PRIMARY | 47.2 | -120.9
98236 | STANDARD | CLINTON | WA | PRIMARY | 47.95 | -122.41
99005 | STANDARD | COLBERT | WA | PRIMARY | 47.84 | -117.35
99111 | STANDARD | COLFAX | WA | PRIMARY | 46.85 | -117.44
99324 | STANDARD | COLLEGE PLACE | WA | PRIMARY | 46.04 | -118.4
99113 | STANDARD | COLTON | WA | PRIMARY | 46.56 | -117.22
99114 | STANDARD | COLVILLE | WA | PRIMARY | 48.67 | -117.75
98819 | PO BOX | CONCONULLY | WA | PRIMARY | 48.55 | -119.81
98237 | STANDARD | CONCRETE | WA | PRIMARY | 48.56 | -121.77
99326 | STANDARD | CONNELL | WA | PRIMARY | 46.66 | -118.9
98238 | PO BOX | CONWAY | WA | PRIMARY | 48.33 | -122.34
98535 | STANDARD | COPALIS BEACH | WA | PRIMARY | 47.09 | -124.13
98536 | STANDARD | COPALIS CROSSING | WA | PRIMARY | 47.16 | -124.12
98537 | STANDARD | COSMOPOLIS | WA | PRIMARY | 46.85 | -123.62
99115 | STANDARD | COULEE CITY | WA | PRIMARY | 47.66 | -119.43
99116 | STANDARD | COULEE DAM | WA | PRIMARY | 48.03 | -118.94
98239 | STANDARD | COUPEVILLE | WA | PRIMARY | 48.18 | -122.66
98923 | STANDARD | COWICHE | WA | PRIMARY | 46.66 | -120.79
99117 | STANDARD | CRESTON | WA | PRIMARY | 47.71 | -118.51
99147 | STANDARD | LINCOLN | WA | PRIMARY | 47.83 | -118.46
99118 | STANDARD | CURLEW | WA | PRIMARY | 48.87 | -118.63
98538 | STANDARD | CURTIS | WA | PRIMARY | 46.47 | -123.08
99119 | STANDARD | CUSICK | WA | PRIMARY | 48.51 | -117.37
98240 | STANDARD | CUSTER | WA | PRIMARY | 48.94 | -122.62
99121 | STANDARD | DANVILLE | WA | PRIMARY | 48.94 | -118.46
98241 | STANDARD | DARRINGTON | WA | PRIMARY | 48.19 | -121.53
99122 | STANDARD | DAVENPORT | WA | PRIMARY | 47.67 | -118.19
99328 | STANDARD | DAYTON | WA | PRIMARY | 46.31 | -117.9
98243 | PO BOX | DEER HARBOR | WA | PRIMARY | 48.62 | -123.01
99006 | STANDARD | DEER PARK | WA | PRIMARY | 47.99 | -117.5
98244 | STANDARD | DEMING | WA | PRIMARY | 48.8 | -122.06
99329 | STANDARD | DIXIE | WA | PRIMARY | 46.15 | -118.18
98539 | PO BOX | DOTY | WA | PRIMARY | 46.63 | -123.28
98821 | PO BOX | DRYDEN | WA | PRIMARY | 47.54 | -120.55
98303 | STANDARD | ANDERSON ISLAND | WA | PRIMARY | 47.15 | -122.7
98327 | STANDARD | DUPONT | WA | PRIMARY | 47.09 | -122.64
98019 | STANDARD | DUVALL | WA | PRIMARY | 47.73 | -121.93
98540 | PO BOX | EAST OLYMPIA | WA | PRIMARY | 46.96 | -122.82
98925 | PO BOX | EASTON | WA | PRIMARY | 47.35 | -121.27
98245 | STANDARD | EASTSOUND | WA | PRIMARY | 48.65 | -122.81
98328 | STANDARD | EATONVILLE | WA | PRIMARY | 46.86 | -122.25
98020 | STANDARD | EDMONDS | WA | PRIMARY | 47.8 | -122.37
98026 | STANDARD | EDMONDS | WA | PRIMARY | 47.83 | -122.32
99008 | STANDARD | EDWALL | WA | PRIMARY | 47.51 | -117.92
98330 | STANDARD | ELBE | WA | PRIMARY | 46.76 | -122.16
99123 | STANDARD | ELECTRIC CITY | WA | PRIMARY | 47.87 | -119.08
99009 | STANDARD | ELK | WA | PRIMARY | 48.01 | -117.22
98926 | STANDARD | ELLENSBURG | WA | PRIMARY | 46.97 | -120.47
98950 | PO BOX | VANTAGE | WA | PRIMARY | 46.86 | -119.99
98541 | STANDARD | ELMA | WA | PRIMARY | 47.1 | -123.39
99124 | PO BOX | ELMER CITY | WA | PRIMARY | 48 | -118.95
99330 | STANDARD | ELTOPIA | WA | PRIMARY | 46.5 | -119.05
99125 | STANDARD | ENDICOTT | WA | PRIMARY | 46.95 | -117.73
98822 | STANDARD | ENTIAT | WA | PRIMARY | 47.79 | -120.44
98022 | STANDARD | ENUMCLAW | WA | PRIMARY | 47.1 | -121.6
98823 | STANDARD | EPHRATA | WA | PRIMARY | 47.27 | -119.59
98542 | STANDARD | ETHEL | WA | PRIMARY | 46.51 | -122.68
98201 | STANDARD | EVERETT | WA | PRIMARY | 47.98 | -122.2
98203 | STANDARD | EVERETT | WA | PRIMARY | 47.94 | -122.24
98204 | STANDARD | EVERETT | WA | PRIMARY | 47.89 | -122.25
98205 | STANDARD | EVERETT | WA | PRIMARY | 48 | -122.1
98206 | PO BOX | EVERETT | WA | PRIMARY | 47.92 | -122.22
98207 | UNIQUE | EVERETT | WA | PRIMARY | 47.96 | -122.19
98208 | STANDARD | EVERETT | WA | PRIMARY | 47.9 | -122.18
98213 | PO BOX | EVERETT | WA | PRIMARY | 47.97 | -122.2
98247 | STANDARD | EVERSON | WA | PRIMARY | 48.9 | -122.3
98276 | PO BOX | NOOKSACK | WA | PRIMARY | 48.92 | -122.32
99011 | STANDARD | FAIRCHILD AIR FORCE BASE | WA | PRIMARY | 47.61 | -117.65
99012 | STANDARD | FAIRFIELD | WA | PRIMARY | 47.39 | -117.18
98024 | STANDARD | FALL CITY | WA | PRIMARY | 47.58 | -121.88
99104 | STANDARD | BELMONT | WA | PRIMARY | 47.08 | -117.16
99128 | STANDARD | FARMINGTON | WA | PRIMARY | 47.11 | -117.07
98248 | STANDARD | FERNDALE | WA | PRIMARY | 48.86 | -122.63
99013 | STANDARD | FORD | WA | PRIMARY | 47.91 | -117.8
98331 | STANDARD | FORKS | WA | PRIMARY | 47.79 | -124.26
99014 | PO BOX | FOUR LAKES | WA | PRIMARY | 47.56 | -117.59
98333 | STANDARD | FOX ISLAND | WA | PRIMARY | 47.24 | -122.63
98249 | STANDARD | FREELAND | WA | PRIMARY | 48.01 | -122.47
98250 | STANDARD | FRIDAY HARBOR | WA | PRIMARY | 48.53 | -123.06
98544 | PO BOX | GALVIN | WA | PRIMARY | 46.74 | -123.02
99130 | STANDARD | GARFIELD | WA | PRIMARY | 46.99 | -117.16
99131 | STANDARD | GIFFORD | WA | PRIMARY | 48.29 | -118.09
98329 | STANDARD | GIG HARBOR | WA | PRIMARY | 47.37 | -122.71
98332 | STANDARD | GIG HARBOR | WA | PRIMARY | 47.36 | -122.6
98335 | STANDARD | GIG HARBOR | WA | PRIMARY | 47.29 | -122.62
98336 | STANDARD | GLENOMA | WA | PRIMARY | 46.53 | -122.14
98251 | STANDARD | GOLD BAR | WA | PRIMARY | 47.86 | -121.66
98338 | STANDARD | GRAHAM | WA | PRIMARY | 47.01 | -122.29
99133 | STANDARD | GRAND COULEE | WA | PRIMARY | 47.99 | -119
98930 | STANDARD | GRANDVIEW | WA | PRIMARY | 46.26 | -119.9
98932 | STANDARD | GRANGER | WA | PRIMARY | 46.32 | -120.15
98252 | STANDARD | GRANITE FALLS | WA | PRIMARY | 48.05 | -121.74
98546 | STANDARD | GRAPEVIEW | WA | PRIMARY | 47.32 | -122.94
98547 | STANDARD | GRAYLAND | WA | PRIMARY | 46.79 | -124.08
99016 | STANDARD | GREENACRES | WA | PRIMARY | 47.63 | -117.14
98253 | STANDARD | GREENBANK | WA | PRIMARY | 48.09 | -122.57
98255 | PO BOX | HAMILTON | WA | PRIMARY | 48.52 | -121.99
98340 | STANDARD | HANSVILLE | WA | PRIMARY | 47.91 | -122.57
98933 | STANDARD | HARRAH | WA | PRIMARY | 46.4 | -120.64
99134 | STANDARD | HARRINGTON | WA | PRIMARY | 47.42 | -118.4
99154 | STANDARD | MOHLER | WA | PRIMARY | 47.36 | -118.35
99135 | STANDARD | HARTLINE | WA | PRIMARY | 47.68 | -119.12
98025 | PO BOX | HOBART | WA | PRIMARY | 47.43 | -121.89
98548 | STANDARD | HOODSPORT | WA | PRIMARY | 47.42 | -123.18
99333 | PO BOX | HOOPER | WA | PRIMARY | 46.75 | -118.14
98550 | STANDARD | HOQUIAM | WA | PRIMARY | 47.11 | -123.96
98552 | STANDARD | HUMPTULIPS | WA | PRIMARY | 47.32 | -123.91
99129 | STANDARD | FRUITLAND | WA | PRIMARY | 48 | -118.2
99137 | STANDARD | HUNTERS | WA | PRIMARY | 48.17 | -118.12
99138 | STANDARD | INCHELIUM | WA | PRIMARY | 48.2 | -118.24
98256 | PO BOX | INDEX | WA | PRIMARY | 47.84 | -121.43
98342 | STANDARD | INDIANOLA | WA | PRIMARY | 47.75 | -122.53
99139 | STANDARD | IONE | WA | PRIMARY | 48.69 | -117.29
98027 | STANDARD | ISSAQUAH | WA | PRIMARY | 47.5 | -122
98029 | STANDARD | ISSAQUAH | WA | PRIMARY | 47.55 | -122
98075 | STANDARD | SAMMAMISH | WA | PRIMARY | 47.58 | -122.03
98343 | PO BOX | JOYCE | WA | PRIMARY | 48.13 | -123.73
99335 | PO BOX | KAHLOTUS | WA | PRIMARY | 46.66 | -118.56
98344 | PO BOX | KAPOWSIN | WA | PRIMARY | 46.98 | -122.22
99140 | STANDARD | KELLER | WA | PRIMARY | 48.1 | -118.71
99336 | STANDARD | KENNEWICK | WA | PRIMARY | 46.21 | -119.16
99337 | STANDARD | KENNEWICK | WA | PRIMARY | 46.07 | -119.08
99338 | STANDARD | KENNEWICK | WA | PRIMARY | 46.16 | -119.25
98030 | STANDARD | KENT | WA | PRIMARY | 47.36 | -122.19
98031 | STANDARD | KENT | WA | PRIMARY | 47.4 | -122.19
98032 | STANDARD | KENT | WA | PRIMARY | 47.39 | -122.26
98035 | PO BOX | KENT | WA | PRIMARY | 47.38 | -122.19
98042 | STANDARD | KENT | WA | PRIMARY | 47.36 | -122.1
98064 | PO BOX | KENT | WA | PRIMARY | 47.39 | -122.23
98089 | PO BOX | KENT | WA | PRIMARY | 47.38 | -122.23
99107 | STANDARD | BOYDS | WA | PRIMARY | 48.99 | -118.21
99126 | STANDARD | EVANS | WA | PRIMARY | 48.72 | -117.96
99141 | STANDARD | KETTLE FALLS | WA | PRIMARY | 48.74 | -118.09
99160 | STANDARD | ORIENT | WA | PRIMARY | 48.78 | -118.2
98345 | PO BOX | KEYPORT | WA | PRIMARY | 47.69 | -122.62
98346 | STANDARD | KINGSTON | WA | PRIMARY | 47.81 | -122.53
98033 | STANDARD | KIRKLAND | WA | PRIMARY | 47.67 | -122.18
98034 | STANDARD | KIRKLAND | WA | PRIMARY | 47.72 | -122.2
98083 | PO BOX | KIRKLAND | WA | PRIMARY | 47.68 | -122.19
98934 | PO BOX | KITTITAS | WA | PRIMARY | 46.98 | -120.41
98257 | STANDARD | LA CONNER | WA | PRIMARY | 48.41 | -122.53
99105 | STANDARD | BENGE | WA | PRIMARY | 46.88 | -118.15
99136 | STANDARD | HAY | WA | PRIMARY | 46.65 | -117.91
99143 | STANDARD | LACROSSE | WA | PRIMARY | 46.73 | -117.87
98348 | PO BOX | LA GRANDE | WA | PRIMARY | 46.82 | -122.27
98349 | STANDARD | LAKEBAY | WA | PRIMARY | 47.28 | -122.77
98351 | STANDARD | LONGBRANCH | WA | PRIMARY | 47.2 | -122.76
98258 | STANDARD | LAKE STEVENS | WA | PRIMARY | 48.04 | -122.05
98259 | PO BOX | NORTH LAKEWOOD | WA | PRIMARY | 48.16 | -122.3
98260 | STANDARD | LANGLEY | WA | PRIMARY | 48.04 | -122.44
98350 | PO BOX | LA PUSH | WA | PRIMARY | 47.9 | -124.61
99018 | STANDARD | LATAH | WA | PRIMARY | 47.3 | -117.14
99146 | PO BOX | LAURIER | WA | PRIMARY | 48.95 | -118.28
98826 | STANDARD | LEAVENWORTH | WA | PRIMARY | 47.81 | -120.86
98554 | PO BOX | LEBAM | WA | PRIMARY | 46.55 | -123.54
99019 | STANDARD | LIBERTY LAKE | WA | PRIMARY | 47.63 | -117.09
98555 | STANDARD | LILLIWAUP | WA | PRIMARY | 47.52 | -123.06
99341 | STANDARD | LIND | WA | PRIMARY | 46.9 | -118.68
98556 | PO BOX | LITTLEROCK | WA | PRIMARY | 46.9 | -123.02
98827 | STANDARD | LOOMIS | WA | PRIMARY | 48.87 | -119.73
99148 | STANDARD | LOON LAKE | WA | PRIMARY | 48.09 | -117.58
98261 | STANDARD | LOPEZ ISLAND | WA | PRIMARY | 48.49 | -122.87
98262 | STANDARD | LUMMI ISLAND | WA | PRIMARY | 48.69 | -122.66
98263 | PO BOX | LYMAN | WA | PRIMARY | 48.52 | -122.06
98264 | STANDARD | LYNDEN | WA | PRIMARY | 48.95 | -122.43
98036 | STANDARD | LYNNWOOD | WA | PRIMARY | 47.8 | -122.28
98037 | STANDARD | LYNNWOOD | WA | PRIMARY | 47.85 | -122.28
98046 | PO BOX | LYNNWOOD | WA | PRIMARY | 47.83 | -122.3
98087 | STANDARD | LYNNWOOD | WA | PRIMARY | 47.85 | -122.28
98557 | STANDARD | MCCLEARY | WA | PRIMARY | 47.03 | -123.27
98558 | PO BOX | MCKENNA | WA | PRIMARY | 46.93 | -122.55
98935 | STANDARD | MABTON | WA | PRIMARY | 46.15 | -120.09
98828 | STANDARD | MALAGA | WA | PRIMARY | 47.32 | -120.19
99149 | PO BOX | MALDEN | WA | PRIMARY | 47.22 | -117.45
99150 | STANDARD | MALO | WA | PRIMARY | 48.81 | -118.61
98559 | PO BOX | MALONE | WA | PRIMARY | 46.95 | -123.33
98829 | PO BOX | MALOTT | WA | PRIMARY | 48.3 | -119.77
98353 | PO BOX | MANCHESTER | WA | PRIMARY | 47.55 | -122.54
98830 | STANDARD | MANSFIELD | WA | PRIMARY | 47.89 | -119.5
98831 | STANDARD | MANSON | WA | PRIMARY | 47.97 | -120.15
98266 | STANDARD | MAPLE FALLS | WA | PRIMARY | 48.95 | -122.07
98038 | STANDARD | MAPLE VALLEY | WA | PRIMARY | 47.4 | -121.99
98267 | STANDARD | MARBLEMOUNT | WA | PRIMARY | 48.44 | -121.27
99151 | PO BOX | MARCUS | WA | PRIMARY | 48.66 | -118.06
98832 | STANDARD | MARLIN | WA | PRIMARY | 47.27 | -119.04
99020 | PO BOX | MARSHALL | WA | PRIMARY | 47.56 | -117.49
98270 | STANDARD | MARYSVILLE | WA | PRIMARY | 48.05 | -122.14
98271 | STANDARD | MARYSVILLE | WA | PRIMARY | 48.09 | -122.24
98560 | STANDARD | MATLOCK | WA | PRIMARY | 47.22 | -123.47
99021 | STANDARD | MEAD | WA | PRIMARY | 47.83 | -117.21
99022 | STANDARD | MEDICAL LAKE | WA | PRIMARY | 47.61 | -117.7
98039 | STANDARD | MEDINA | WA | PRIMARY | 47.62 | -122.23
98561 | PO BOX | MENLO | WA | PRIMARY | 46.62 | -123.64
98040 | STANDARD | MERCER ISLAND | WA | PRIMARY | 47.56 | -122.22
99343 | STANDARD | MESA | WA | PRIMARY | 46.58 | -119.15
99152 | PO BOX | METALINE | WA | PRIMARY | 48.84 | -117.39
99153 | STANDARD | METALINE FALLS | WA | PRIMARY | 48.89 | -117.21
98834 | STANDARD | METHOW | WA | PRIMARY | 48.14 | -120.05
98354 | STANDARD | MILTON | WA | PRIMARY | 47.25 | -122.31
98355 | STANDARD | MINERAL | WA | PRIMARY | 46.71 | -122.11
98562 | PO BOX | MOCLIPS | WA | PRIMARY | 47.25 | -124.2
98836 | PO BOX | MONITOR | WA | PRIMARY | 47.47 | -120.41
98272 | STANDARD | MONROE | WA | PRIMARY | 47.87 | -121.88
98563 | STANDARD | MONTESANO | WA | PRIMARY | 47.17 | -123.6
98356 | STANDARD | MORTON | WA | PRIMARY | 46.57 | -122.33
98837 | STANDARD | MOSES LAKE | WA | PRIMARY | 47.19 | -119.3
98564 | STANDARD | MOSSYROCK | WA | PRIMARY | 46.48 | -122.44
98043 | STANDARD | MOUNTLAKE TERRACE | WA | PRIMARY | 47.79 | -122.3
98273 | STANDARD | MOUNT VERNON | WA | PRIMARY | 48.42 | -122.42
98274 | STANDARD | MOUNT VERNON | WA | PRIMARY | 48.36 | -121.98
98936 | STANDARD | MOXEE | WA | PRIMARY | 46.52 | -120.2
98275 | STANDARD | MUKILTEO | WA | PRIMARY | 47.91 | -122.3
98937 | STANDARD | NACHES | WA | PRIMARY | 46.78 | -120.88
98565 | PO BOX | NAPAVINE | WA | PRIMARY | 46.57 | -122.9
98357 | PO BOX | NEAH BAY | WA | PRIMARY | 48.33 | -124.63
98566 | PO BOX | NEILTON | WA | PRIMARY | 47.41 | -123.87
99155 | PO BOX | NESPELEM | WA | PRIMARY | 48.21 | -119.04
99025 | STANDARD | NEWMAN LAKE | WA | PRIMARY | 47.77 | -117.09
99156 | STANDARD | NEWPORT | WA | PRIMARY | 48.15 | -117.24
99026 | STANDARD | NINE MILE FALLS | WA | PRIMARY | 47.8 | -117.62
99034 | STANDARD | TUMTUM | WA | PRIMARY | 47.89 | -117.76
98358 | STANDARD | NORDLAND | WA | PRIMARY | 48.05 | -122.68
98045 | STANDARD | NORTH BEND | WA | PRIMARY | 47.44 | -121.62
99157 | STANDARD | NORTHPORT | WA | PRIMARY | 48.93 | -117.77
99158 | STANDARD | OAKESDALE | WA | PRIMARY | 47.12 | -117.25
98277 | STANDARD | OAK HARBOR | WA | PRIMARY | 48.32 | -122.63
98278 | UNIQUE | OAK HARBOR | WA | PRIMARY | 48.28 | -122.62
98568 | STANDARD | OAKVILLE | WA | PRIMARY | 46.83 | -123.28
98569 | STANDARD | OCEAN SHORES | WA | PRIMARY | 46.97 | -124.14
99144 | STANDARD | LAMONA | WA | PRIMARY | 47.35 | -118.48
99159 | STANDARD | ODESSA | WA | PRIMARY | 47.34 | -118.66
98840 | STANDARD | OKANOGAN | WA | PRIMARY | 48.22 | -119.45
98359 | STANDARD | OLALLA | WA | PRIMARY | 47.43 | -122.57
98279 | STANDARD | OLGA | WA | PRIMARY | 48.63 | -122.8
98501 | STANDARD | OLYMPIA | WA | PRIMARY | 46.97 | -122.87
98502 | STANDARD | OLYMPIA | WA | PRIMARY | 47.1 | -123.06
98503 | STANDARD | LACEY | WA | PRIMARY | 47.02 | -122.79
98504 | UNIQUE | OLYMPIA | WA | PRIMARY | 47.02 | -122.87
98505 | UNIQUE | OLYMPIA | WA | PRIMARY | 47.07 | -122.98
98506 | STANDARD | OLYMPIA | WA | PRIMARY | 47.1 | -122.86
98507 | PO BOX | OLYMPIA | WA | PRIMARY | 47.03 | -122.87
98508 | PO BOX | OLYMPIA | WA | PRIMARY | 47.03 | -122.94
98509 | PO BOX | LACEY | WA | PRIMARY | 47.03 | -122.8
98511 | PO BOX | TUMWATER | WA | PRIMARY | 46.95 | -123.03
98512 | STANDARD | OLYMPIA | WA | PRIMARY | 46.94 | -123.04
98513 | STANDARD | OLYMPIA | WA | PRIMARY | 46.98 | -122.74
98516 | STANDARD | OLYMPIA | WA | PRIMARY | 47.11 | -122.76
98599 | UNIQUE | OLYMPIA | WA | PRIMARY | 46.99 | -122.87
98841 | STANDARD | OMAK | WA | PRIMARY | 48.36 | -119.27
98570 | STANDARD | ONALASKA | WA | PRIMARY | 46.6 | -122.67
98280 | PO BOX | ORCAS | WA | PRIMARY | 48.61 | -122.88
98843 | STANDARD | ORONDO | WA | PRIMARY | 47.72 | -120.15
98844 | STANDARD | OROVILLE | WA | PRIMARY | 48.87 | -119.22
98360 | STANDARD | ORTING | WA | PRIMARY | 47.03 | -122.1
99344 | STANDARD | OTHELLO | WA | PRIMARY | 46.8 | -119.15
99349 | STANDARD | MATTAWA | WA | PRIMARY | 46.72 | -119.73
99027 | STANDARD | OTIS ORCHARDS | WA | PRIMARY | 47.72 | -117.17
98938 | STANDARD | OUTLOOK | WA | PRIMARY | 46.37 | -120.09
98571 | PO BOX | PACIFIC BEACH | WA | PRIMARY | 47.21 | -124.19
98361 | STANDARD | PACKWOOD | WA | PRIMARY | 46.56 | -121.55
98845 | STANDARD | PALISADES | WA | PRIMARY | 47.38 | -119.96
99161 | STANDARD | PALOUSE | WA | PRIMARY | 46.88 | -117.15
98939 | PO BOX | PARKER | WA | PRIMARY | 46.49 | -120.46
99301 | STANDARD | PASCO | WA | PRIMARY | 46.41 | -118.9
99302 | PO BOX | PASCO | WA | PRIMARY | 46.25 | -119.08
98846 | STANDARD | PATEROS | WA | PRIMARY | 48.05 | -120.05
99345 | PO BOX | PATERSON | WA | PRIMARY | 45.94 | -119.66
98572 | STANDARD | PE ELL | WA | PRIMARY | 46.57 | -123.29
98847 | STANDARD | PESHASTIN | WA | PRIMARY | 47.51 | -120.62
99346 | PO BOX | PLYMOUTH | WA | PRIMARY | 46 | -119.18
98281 | STANDARD | POINT ROBERTS | WA | PRIMARY | 48.98 | -123.05
99347 | STANDARD | POMEROY | WA | PRIMARY | 46.44 | -117.54
98362 | STANDARD | PORT ANGELES | WA | PRIMARY | 47.99 | -123.25
98363 | STANDARD | PORT ANGELES | WA | PRIMARY | 48.02 | -123.82
98364 | PO BOX | PORT GAMBLE | WA | PRIMARY | 47.85 | -122.58
98339 | STANDARD | PORT HADLOCK | WA | PRIMARY | 48 | -122.74
98365 | STANDARD | PORT LUDLOW | WA | PRIMARY | 47.89 | -122.7
98366 | STANDARD | PORT ORCHARD | WA | PRIMARY | 47.54 | -122.58
98367 | STANDARD | PORT ORCHARD | WA | PRIMARY | 47.46 | -122.65
98378 | PO BOX | RETSIL | WA | PRIMARY | 47.54 | -122.61
98368 | STANDARD | PORT TOWNSEND | WA | PRIMARY | 48.03 | -122.81
98370 | STANDARD | POULSBO | WA | PRIMARY | 47.75 | -122.61
99348 | STANDARD | PRESCOTT | WA | PRIMARY | 46.35 | -118.47
98050 | PO BOX | PRESTON | WA | PRIMARY | 47.53 | -121.92
99350 | STANDARD | PROSSER | WA | PRIMARY | 46.12 | -119.68
99163 | STANDARD | PULLMAN | WA | PRIMARY | 46.72 | -117.18
99164 | UNIQUE | PULLMAN | WA | PRIMARY | 46.72 | -117.15
98371 | STANDARD | PUYALLUP | WA | PRIMARY | 47.19 | -122.33
98372 | STANDARD | PUYALLUP | WA | PRIMARY | 47.22 | -122.27
98373 | STANDARD | PUYALLUP | WA | PRIMARY | 47.14 | -122.32
98374 | STANDARD | PUYALLUP | WA | PRIMARY | 47.12 | -122.25
98375 | STANDARD | PUYALLUP | WA | PRIMARY | 47.1 | -122.32
98376 | STANDARD | QUILCENE | WA | PRIMARY | 47.82 | -122.84
98824 | PO BOX | GEORGE | WA | PRIMARY | 47.07 | -119.85
98848 | STANDARD | QUINCY | WA | PRIMARY | 47.17 | -119.8
98575 | STANDARD | QUINAULT | WA | PRIMARY | 47.44 | -123.77
98576 | STANDARD | RAINIER | WA | PRIMARY | 46.87 | -122.66
98377 | STANDARD | RANDLE | WA | PRIMARY | 46.47 | -121.82
98051 | STANDARD | RAVENSDALE | WA | PRIMARY | 47.34 | -121.92
98577 | STANDARD | RAYMOND | WA | PRIMARY | 46.64 | -123.63
99029 | STANDARD | REARDAN | WA | PRIMARY | 47.69 | -117.86
98052 | STANDARD | REDMOND | WA | PRIMARY | 47.68 | -122.12
98053 | STANDARD | REDMOND | WA | PRIMARY | 47.66 | -122.01
98073 | PO BOX | REDMOND | WA | PRIMARY | 47.67 | -122.11
98074 | STANDARD | SAMMAMISH | WA | PRIMARY | 47.62 | -122.02
98055 | STANDARD | RENTON | WA | PRIMARY | 47.46 | -122.21
98056 | STANDARD | RENTON | WA | PRIMARY | 47.51 | -122.18
98057 | STANDARD | RENTON | WA | PRIMARY | 47.48 | -122.19
98058 | STANDARD | RENTON | WA | PRIMARY | 47.43 | -122.11
98059 | STANDARD | RENTON | WA | PRIMARY | 47.49 | -122.1
99166 | STANDARD | REPUBLIC | WA | PRIMARY | 48.59 | -118.7
99167 | STANDARD | RICE | WA | PRIMARY | 48.42 | -118.11
99352 | STANDARD | RICHLAND | WA | PRIMARY | 46.32 | -119.32
99353 | STANDARD | WEST RICHLAND | WA | PRIMARY | 46.31 | -119.37
99354 | STANDARD | RICHLAND | WA | PRIMARY | 46.35 | -119.32
99169 | STANDARD | RITZVILLE | WA | PRIMARY | 47.07 | -118.47
98849 | STANDARD | RIVERSIDE | WA | PRIMARY | 48.56 | -119.35
98579 | STANDARD | ROCHESTER | WA | PRIMARY | 46.8 | -123.14
99030 | STANDARD | ROCKFORD | WA | PRIMARY | 47.48 | -117.14
98850 | STANDARD | ROCK ISLAND | WA | PRIMARY | 47.35 | -120.05
98283 | STANDARD | ROCKPORT | WA | PRIMARY | 48.56 | -121.54
98061 | PO BOX | ROLLINGBAY | WA | PRIMARY | 47.65 | -122.55
98940 | PO BOX | RONALD | WA | PRIMARY | 47.25 | -121.05
99356 | STANDARD | ROOSEVELT | WA | PRIMARY | 45.85 | -120.34
99170 | STANDARD | ROSALIA | WA | PRIMARY | 47.25 | -117.38
98941 | PO BOX | ROSLYN | WA | PRIMARY | 47.23 | -121
98580 | STANDARD | ROY | WA | PRIMARY | 46.98 | -122.47
99357 | STANDARD | ROYAL CITY | WA | PRIMARY | 46.9 | -119.66
98581 | STANDARD | RYDERWOOD | WA | PRIMARY | 46.36 | -123.07
99171 | STANDARD | SAINT JOHN | WA | PRIMARY | 47.1 | -117.64
99176 | STANDARD | THORNTON | WA | PRIMARY | 47.09 | -117.39
98582 | STANDARD | SALKUM | WA | PRIMARY | 46.51 | -122.63
98583 | PO BOX | SATSOP | WA | PRIMARY | 47 | -123.48
98380 | STANDARD | SEABECK | WA | PRIMARY | 47.58 | -122.9
98062 | PO BOX | SEAHURST | WA | PRIMARY | 47.46 | -122.36
98101 | STANDARD | SEATTLE | WA | PRIMARY | 47.61 | -122.33
98102 | STANDARD | SEATTLE | WA | PRIMARY | 47.63 | -122.32
98103 | STANDARD | SEATTLE | WA | PRIMARY | 47.67 | -122.34
98104 | STANDARD | SEATTLE | WA | PRIMARY | 47.6 | -122.32
98105 | STANDARD | SEATTLE | WA | PRIMARY | 47.66 | -122.29
98106 | STANDARD | SEATTLE | WA | PRIMARY | 47.54 | -122.35
98107 | STANDARD | SEATTLE | WA | PRIMARY | 47.66 | -122.38
98108 | STANDARD | SEATTLE | WA | PRIMARY | 47.54 | -122.31
98109 | STANDARD | SEATTLE | WA | PRIMARY | 47.63 | -122.34
98110 | STANDARD | BAINBRIDGE ISLAND | WA | PRIMARY | 47.64 | -122.53
98111 | PO BOX | SEATTLE | WA | PRIMARY | 47.61 | -122.33
98112 | STANDARD | SEATTLE | WA | PRIMARY | 47.63 | -122.29
98113 | PO BOX | SEATTLE | WA | PRIMARY | 47.61 | -122.33
98114 | PO BOX | SEATTLE | WA | PRIMARY | 47.58 | -122.31
98115 | STANDARD | SEATTLE | WA | PRIMARY | 47.68 | -122.28
98116 | STANDARD | SEATTLE | WA | PRIMARY | 47.57 | -122.4
98117 | STANDARD | SEATTLE | WA | PRIMARY | 47.68 | -122.38
98118 | STANDARD | SEATTLE | WA | PRIMARY | 47.54 | -122.27
98119 | STANDARD | SEATTLE | WA | PRIMARY | 47.63 | -122.37
98121 | STANDARD | SEATTLE | WA | PRIMARY | 47.61 | -122.34
98122 | STANDARD | SEATTLE | WA | PRIMARY | 47.61 | -122.3
98124 | PO BOX | SEATTLE | WA | PRIMARY | 47.57 | -122.33
98125 | STANDARD | SEATTLE | WA | PRIMARY | 47.71 | -122.3
98126 | STANDARD | SEATTLE | WA | PRIMARY | 47.55 | -122.37
98127 | PO BOX | SEATTLE | WA | PRIMARY | 47.61 | -122.33
98129 | UNIQUE | SEATTLE | WA | PRIMARY | 47.61 | -122.33
98131 | STANDARD | SEATTLE | WA | PRIMARY | 47.46 | -122.29
98132 | STANDARD | SEATTLE | WA | PRIMARY | 47.46 | -122.29
98133 | STANDARD | SEATTLE | WA | PRIMARY | 47.73 | -122.34
98134 | STANDARD | SEATTLE | WA | PRIMARY | 47.57 | -122.33
98136 | STANDARD | SEATTLE | WA | PRIMARY | 47.53 | -122.39
98138 | PO BOX | SEATTLE | WA | PRIMARY | 47.47 | -122.26
98139 | PO BOX | SEATTLE | WA | PRIMARY | 47.61 | -122.33
98141 | PO BOX | SEATTLE | WA | PRIMARY | 47.61 | -122.33
98144 | STANDARD | SEATTLE | WA | PRIMARY | 47.58 | -122.3
98145 | PO BOX | SEATTLE | WA | PRIMARY | 47.65 | -122.31
98146 | STANDARD | SEATTLE | WA | PRIMARY | 47.49 | -122.36
98148 | STANDARD | SEATTLE | WA | PRIMARY | 47.44 | -122.31
98154 | STANDARD | SEATTLE | WA | PRIMARY | 47.6 | -122.33
98155 | STANDARD | SEATTLE | WA | PRIMARY | 47.75 | -122.29
98158 | STANDARD | SEATTLE | WA | PRIMARY | 47.44 | -122.31
98160 | PO BOX | SEATTLE | WA | PRIMARY | 47.77 | -122.38
98161 | STANDARD | SEATTLE | WA | PRIMARY | 47.6 | -122.33
98164 | STANDARD | SEATTLE | WA | PRIMARY | 47.6 | -122.33
98165 | PO BOX | SEATTLE | WA | PRIMARY | 47.61 | -122.33
98166 | STANDARD | SEATTLE | WA | PRIMARY | 47.44 | -122.35
98168 | STANDARD | SEATTLE | WA | PRIMARY | 47.48 | -122.29
98170 | UNIQUE | SEATTLE | WA | PRIMARY | 47.61 | -122.33
98174 | STANDARD | SEATTLE | WA | PRIMARY | 47.6 | -122.33
98175 | PO BOX | SEATTLE | WA | PRIMARY | 47.61 | -122.33
98177 | STANDARD | SEATTLE | WA | PRIMARY | 47.73 | -122.37
98178 | STANDARD | SEATTLE | WA | PRIMARY | 47.49 | -122.25
98181 | UNIQUE | SEATTLE | WA | PRIMARY | 47.61 | -122.33
98185 | UNIQUE | SEATTLE | WA | PRIMARY | 47.66 | -122.29
98188 | STANDARD | SEATTLE | WA | PRIMARY | 47.44 | -122.28
98189 | UNIQUE | SEATTLE | WA | PRIMARY | 47.42 | -122.25
98190 | UNIQUE | SEATTLE | WA | PRIMARY | 47.5 | -122.29
98191 | UNIQUE | SEATTLE | WA | PRIMARY | 47.61 | -122.33
98194 | PO BOX | SEATTLE | WA | PRIMARY | 47.61 | -122.33
98195 | UNIQUE | SEATTLE | WA | PRIMARY | 47.65 | -122.29
98198 | STANDARD | SEATTLE | WA | PRIMARY | 47.38 | -122.31
98199 | STANDARD | SEATTLE | WA | PRIMARY | 47.65 | -122.4
98284 | STANDARD | SEDRO WOOLLEY | WA | PRIMARY | 48.59 | -122.13
98381 | STANDARD | SEKIU | WA | PRIMARY | 48.29 | -124.4
98942 | STANDARD | SELAH | WA | PRIMARY | 46.76 | -120.68
98382 | STANDARD | SEQUIM | WA | PRIMARY | 48.06 | -123.06
98286 | PO BOX | SHAW ISLAND | WA | PRIMARY | 48.57 | -122.96
98584 | STANDARD | SHELTON | WA | PRIMARY | 47.23 | -123.2
98287 | PO BOX | SILVANA | WA | PRIMARY | 48.19 | -122.25
98585 | STANDARD | SILVER CREEK | WA | PRIMARY | 46.55 | -122.46
98315 | STANDARD | SILVERDALE | WA | PRIMARY | 47.72 | -122.71
98383 | STANDARD | SILVERDALE | WA | PRIMARY | 47.67 | -122.72
98288 | PO BOX | SKYKOMISH | WA | PRIMARY | 47.64 | -121.33
98290 | STANDARD | SNOHOMISH | WA | PRIMARY | 47.94 | -122
98291 | PO BOX | SNOHOMISH | WA | PRIMARY | 47.92 | -122.09
98296 | STANDARD | SNOHOMISH | WA | PRIMARY | 47.85 | -122.09
98065 | STANDARD | SNOQUALMIE | WA | PRIMARY | 47.53 | -121.8
98068 | PO BOX | SNOQUALMIE PASS | WA | PRIMARY | 47.42 | -121.37
98851 | STANDARD | SOAP LAKE | WA | PRIMARY | 47.41 | -119.43
98586 | STANDARD | SOUTH BEND | WA | PRIMARY | 46.56 | -123.88
98943 | PO BOX | SOUTH CLE ELUM | WA | PRIMARY | 47.18 | -120.97
98384 | PO BOX | SOUTH COLBY | WA | PRIMARY | 47.52 | -122.53
98385 | PO BOX | SOUTH PRAIRIE | WA | PRIMARY | 47.13 | -122.08
98386 | PO BOX | SOUTHWORTH | WA | PRIMARY | 47.51 | -122.49
98387 | STANDARD | SPANAWAY | WA | PRIMARY | 47.05 | -122.36
99031 | STANDARD | SPANGLE | WA | PRIMARY | 47.44 | -117.35
99201 | STANDARD | SPOKANE | WA | PRIMARY | 47.66 | -117.43
99202 | STANDARD | SPOKANE | WA | PRIMARY | 47.65 | -117.37
99203 | STANDARD | SPOKANE | WA | PRIMARY | 47.62 | -117.4
99204 | STANDARD | SPOKANE | WA | PRIMARY | 47.64 | -117.43
99205 | STANDARD | SPOKANE | WA | PRIMARY | 47.69 | -117.45
99206 | STANDARD | SPOKANE | WA | PRIMARY | 47.63 | -117.25
99207 | STANDARD | SPOKANE | WA | PRIMARY | 47.69 | -117.38
99208 | STANDARD | SPOKANE | WA | PRIMARY | 47.78 | -117.45
99209 | PO BOX | SPOKANE | WA | PRIMARY | 47.69 | -117.44
99210 | PO BOX | SPOKANE | WA | PRIMARY | 47.65 | -117.42
99211 | PO BOX | SPOKANE | WA | PRIMARY | 47.66 | -117.31
99212 | STANDARD | SPOKANE | WA | PRIMARY | 47.65 | -117.31
99213 | PO BOX | SPOKANE | WA | PRIMARY | 47.65 | -117.29
99214 | PO BOX | SPOKANE | WA | PRIMARY | 47.71 | -117.2
99215 | PO BOX | SPOKANE | WA | PRIMARY | 47.69 | -117.2
99216 | STANDARD | SPOKANE | WA | PRIMARY | 47.69 | -117.19
99217 | STANDARD | SPOKANE | WA | PRIMARY | 47.74 | -117.25
99218 | STANDARD | SPOKANE | WA | PRIMARY | 47.75 | -117.43
99219 | PO BOX | SPOKANE | WA | PRIMARY | 47.63 | -117.54
99220 | PO BOX | SPOKANE | WA | PRIMARY | 47.64 | -117.41
99223 | STANDARD | SPOKANE | WA | PRIMARY | 47.59 | -117.35
99224 | STANDARD | SPOKANE | WA | PRIMARY | 47.63 | -117.55
99228 | PO BOX | SPOKANE | WA | PRIMARY | 47.79 | -117.38
99251 | UNIQUE | SPOKANE | WA | PRIMARY | 47.75 | -117.42
99252 | UNIQUE | SPOKANE | WA | PRIMARY | 47.65 | -117.37
99256 | UNIQUE | SPOKANE | WA | PRIMARY | 47.66 | -117.42
99258 | UNIQUE | SPOKANE | WA | PRIMARY | 47.66 | -117.4
99260 | UNIQUE | SPOKANE | WA | PRIMARY | 47.66 | -117.42
99299 | UNIQUE | SPOKANE | WA | PRIMARY | 47.65 | -117.42
99017 | STANDARD | LAMONT | WA | PRIMARY | 47.16 | -117.84
99032 | STANDARD | SPRAGUE | WA | PRIMARY | 47.25 | -118.04
99173 | STANDARD | SPRINGDALE | WA | PRIMARY | 48.02 | -117.85
98282 | STANDARD | CAMANO ISLAND | WA | PRIMARY | 48.16 | -122.49
98292 | STANDARD | STANWOOD | WA | PRIMARY | 48.21 | -122.28
99359 | PO BOX | STARBUCK | WA | PRIMARY | 46.55 | -118.19
98293 | PO BOX | STARTUP | WA | PRIMARY | 47.86 | -121.74
98852 | PO BOX | STEHEKIN | WA | PRIMARY | 48.34 | -120.7
99174 | PO BOX | STEPTOE | WA | PRIMARY | 47 | -117.35
98853 | PO BOX | STRATFORD | WA | PRIMARY | 47.44 | -119.27
98294 | STANDARD | SULTAN | WA | PRIMARY | 47.85 | -121.74
98295 | STANDARD | SUMAS | WA | PRIMARY | 48.94 | -122.23
98352 | UNIQUE | SUMNER | WA | PRIMARY | 47.16 | -122.24
98390 | STANDARD | SUMNER | WA | PRIMARY | 47.17 | -122.18
98391 | STANDARD | BONNEY LAKE | WA | PRIMARY | 47.18 | -122.16
98944 | STANDARD | SUNNYSIDE | WA | PRIMARY | 46.44 | -119.91
98392 | STANDARD | SUQUAMISH | WA | PRIMARY | 47.72 | -122.56
98388 | STANDARD | STEILACOOM | WA | PRIMARY | 47.21 | -122.68
98397 | PO BOX | LONGMIRE | WA | PRIMARY | 46.75 | -121.81
98398 | PO BOX | PARADISE INN | WA | PRIMARY | 46.77 | -121.74
98401 | PO BOX | TACOMA | WA | PRIMARY | 47.25 | -122.44
98402 | STANDARD | TACOMA | WA | PRIMARY | 47.26 | -122.44
98403 | STANDARD | TACOMA | WA | PRIMARY | 47.26 | -122.45
98404 | STANDARD | TACOMA | WA | PRIMARY | 47.2 | -122.4
98405 | STANDARD | TACOMA | WA | PRIMARY | 47.24 | -122.47
98406 | STANDARD | TACOMA | WA | PRIMARY | 47.26 | -122.51
98407 | STANDARD | TACOMA | WA | PRIMARY | 47.29 | -122.5
98408 | STANDARD | TACOMA | WA | PRIMARY | 47.19 | -122.44
98409 | STANDARD | TACOMA | WA | PRIMARY | 47.21 | -122.47
98411 | PO BOX | TACOMA | WA | PRIMARY | 47.22 | -122.47
98412 | PO BOX | TACOMA | WA | PRIMARY | 47.17 | -122.44
98413 | STANDARD | TACOMA | WA | PRIMARY | 47.2 | -122.48
98415 | PO BOX | TACOMA | WA | PRIMARY | 47.25 | -122.45
98416 | UNIQUE | TACOMA | WA | PRIMARY | 47.26 | -122.48
98417 | PO BOX | TACOMA | WA | PRIMARY | 47.24 | -122.43
98418 | STANDARD | TACOMA | WA | PRIMARY | 47.22 | -122.44
98419 | PO BOX | TACOMA | WA | PRIMARY | 47.19 | -122.43
98421 | STANDARD | TACOMA | WA | PRIMARY | 47.26 | -122.39
98422 | STANDARD | TACOMA | WA | PRIMARY | 47.28 | -122.38
98424 | STANDARD | TACOMA | WA | PRIMARY | 47.23 | -122.36
98430 | UNIQUE | CAMP MURRAY | WA | PRIMARY | 47.25 | -122.44
98431 | UNIQUE | TACOMA | WA | PRIMARY | 47.05 | -122.55
98433 | STANDARD | TACOMA | WA | PRIMARY | 47.05 | -122.59
98438 | PO BOX | MCCHORD AFB | WA | PRIMARY | 47.25 | -122.44
98439 | STANDARD | LAKEWOOD | WA | PRIMARY | 47.12 | -122.5
98443 | STANDARD | TACOMA | WA | PRIMARY | 47.2 | -122.37
98444 | STANDARD | TACOMA | WA | PRIMARY | 47.15 | -122.44
98445 | STANDARD | TACOMA | WA | PRIMARY | 47.13 | -122.4
98446 | STANDARD | TACOMA | WA | PRIMARY | 47.13 | -122.37
98447 | UNIQUE | TACOMA | WA | PRIMARY | 47.14 | -122.44
98448 | PO BOX | TACOMA | WA | PRIMARY | 47.25 | -122.44
98464 | PO BOX | TACOMA | WA | PRIMARY | 47.22 | -122.53
98465 | STANDARD | TACOMA | WA | PRIMARY | 47.24 | -122.53
98466 | STANDARD | TACOMA | WA | PRIMARY | 47.22 | -122.54
98467 | STANDARD | UNIVERSITY PLACE | WA | PRIMARY | 47.2 | -122.54
98471 | UNIQUE | TACOMA | WA | PRIMARY | 47.25 | -122.47
98481 | UNIQUE | TACOMA | WA | PRIMARY | 47.22 | -122.47
98490 | PO BOX | TACOMA | WA | PRIMARY | 47.2 | -122.48
98493 | UNIQUE | TACOMA | WA | PRIMARY | 47.05 | -122.55
98496 | PO BOX | LAKEWOOD | WA | PRIMARY | 47.17 | -122.51
98497 | PO BOX | LAKEWOOD | WA | PRIMARY | 47.18 | -122.54
98498 | STANDARD | LAKEWOOD | WA | PRIMARY | 47.15 | -122.56
98499 | STANDARD | LAKEWOOD | WA | PRIMARY | 47.16 | -122.5
98587 | PO BOX | TAHOLAH | WA | PRIMARY | 47.31 | -124.22
98588 | STANDARD | TAHUYA | WA | PRIMARY | 47.44 | -123.02
99033 | STANDARD | TEKOA | WA | PRIMARY | 47.24 | -117.11
98589 | STANDARD | TENINO | WA | PRIMARY | 46.84 | -122.85
98946 | STANDARD | THORP | WA | PRIMARY | 47.08 | -120.71
98947 | STANDARD | TIETON | WA | PRIMARY | 46.71 | -120.76
98590 | STANDARD | TOKELAND | WA | PRIMARY | 46.74 | -123.99
98591 | STANDARD | TOLEDO | WA | PRIMARY | 46.45 | -122.76
98855 | STANDARD | TONASKET | WA | PRIMARY | 48.68 | -119.3
98948 | STANDARD | TOPPENISH | WA | PRIMARY | 46.28 | -120.25
99360 | STANDARD | TOUCHET | WA | PRIMARY | 46.12 | -118.64
98393 | PO BOX | TRACYTON | WA | PRIMARY | 47.62 | -122.65
98856 | STANDARD | TWISP | WA | PRIMARY | 48.32 | -119.93
98592 | STANDARD | UNION | WA | PRIMARY | 47.33 | -123.06
99179 | STANDARD | UNIONTOWN | WA | PRIMARY | 46.51 | -117.13
99180 | STANDARD | USK | WA | PRIMARY | 48.3 | -117.36
98593 | STANDARD | VADER | WA | PRIMARY | 46.41 | -122.99
99181 | STANDARD | VALLEY | WA | PRIMARY | 48.14 | -117.76
99023 | STANDARD | MICA | WA | PRIMARY | 47.54 | -117.15
99036 | STANDARD | VALLEYFORD | WA | PRIMARY | 47.53 | -117.26
98013 | PO BOX | BURTON | WA | PRIMARY | 47.38 | -122.45
98070 | STANDARD | VASHON | WA | PRIMARY | 47.42 | -122.45
98394 | STANDARD | VAUGHN | WA | PRIMARY | 47.31 | -122.77
99037 | STANDARD | VERADALE | WA | PRIMARY | 47.62 | -117.18
99361 | STANDARD | WAITSBURG | WA | PRIMARY | 46.22 | -118.15
98297 | PO BOX | WALDRON | WA | PRIMARY | 48.69 | -123.03
99362 | STANDARD | WALLA WALLA | WA | PRIMARY | 46.11 | -118.3
99363 | PO BOX | WALLULA | WA | PRIMARY | 46.06 | -118.89
98951 | STANDARD | WAPATO | WA | PRIMARY | 46.45 | -120.51
98857 | STANDARD | WARDEN | WA | PRIMARY | 47.01 | -119.12
99371 | STANDARD | WASHTUCNA | WA | PRIMARY | 46.82 | -118.32
98858 | STANDARD | WATERVILLE | WA | PRIMARY | 47.69 | -119.88
98859 | STANDARD | WAUCONDA | WA | PRIMARY | 48.82 | -118.95
98395 | PO BOX | WAUNA | WA | PRIMARY | 47.36 | -122.69
99039 | PO BOX | WAVERLY | WA | PRIMARY | 47.31 | -117.24
99040 | STANDARD | WELLPINIT | WA | PRIMARY | 47.89 | -117.99
98801 | STANDARD | WENATCHEE | WA | PRIMARY | 47.37 | -120.35
98802 | STANDARD | EAST WENATCHEE | WA | PRIMARY | 47.49 | -120.19
98807 | PO BOX | WENATCHEE | WA | PRIMARY | 47.37 | -120.29
98595 | STANDARD | WESTPORT | WA | PRIMARY | 46.87 | -124.11
98952 | STANDARD | WHITE SWAN | WA | PRIMARY | 46.36 | -120.78
99185 | STANDARD | WILBUR | WA | PRIMARY | 47.72 | -118.7
98396 | PO BOX | WILKESON | WA | PRIMARY | 47.1 | -122.03
98860 | PO BOX | WILSON CREEK | WA | PRIMARY | 47.46 | -119.14
98596 | STANDARD | WINLOCK | WA | PRIMARY | 46.48 | -122.87
98833 | STANDARD | MAZAMA | WA | PRIMARY | 48.59 | -120.39
98862 | STANDARD | WINTHROP | WA | PRIMARY | 48.5 | -120.33
98072 | STANDARD | WOODINVILLE | WA | PRIMARY | 47.75 | -122.09
98077 | STANDARD | WOODINVILLE | WA | PRIMARY | 47.75 | -122.04
98901 | STANDARD | YAKIMA | WA | PRIMARY | 46.71 | -120.42
98902 | STANDARD | YAKIMA | WA | PRIMARY | 46.59 | -120.53
98903 | STANDARD | YAKIMA | WA | PRIMARY | 46.54 | -120.76
98904 | PO BOX | YAKIMA | WA | PRIMARY | 46.6 | -120.5
98907 | PO BOX | YAKIMA | WA | PRIMARY | 46.59 | -120.52
98908 | STANDARD | YAKIMA | WA | PRIMARY | 46.62 | -120.69
98909 | PO BOX | YAKIMA | WA | PRIMARY | 46.54 | -120.64
98597 | STANDARD | YELM | WA | PRIMARY | 46.87 | -122.57
98953 | STANDARD | ZILLAH | WA | PRIMARY | 46.41 | -120.23
99551 | PO BOX | AKIACHAK | AK | PRIMARY | 60.87 | -161.42
99552 | PO BOX | AKIAK | AK | PRIMARY | 60.9 | -161.29
99553 | PO BOX | AKUTAN | AK | PRIMARY | 54.13 | -165.88
99554 | PO BOX | ALAKANUK | AK | PRIMARY | 62.44 | -164.38
99555 | PO BOX | ALEKNAGIK | AK | PRIMARY | 59.24 | -158.62
99720 | PO BOX | ALLAKAKET | AK | PRIMARY | 66.57 | -152.95
99786 | PO BOX | AMBLER | AK | PRIMARY | 67.08 | -157.9
99721 | PO BOX | ANAKTUVUK PASS | AK | PRIMARY | 68.15 | -151.71
99501 | STANDARD | ANCHORAGE | AK | PRIMARY | 61.22 | -149.85
99502 | STANDARD | ANCHORAGE | AK | PRIMARY | 61.16 | -149.99
99503 | STANDARD | ANCHORAGE | AK | PRIMARY | 61.18 | -149.88
99504 | STANDARD | ANCHORAGE | AK | PRIMARY | 61.17 | -149.63
99505 | STANDARD | JBER | AK | PRIMARY | 61.31 | -149.65
99506 | STANDARD | JBER | AK | PRIMARY | 61.27 | -149.79
99507 | STANDARD | ANCHORAGE | AK | PRIMARY | 61.14 | -149.76
99508 | STANDARD | ANCHORAGE | AK | PRIMARY | 61.2 | -149.82
99509 | PO BOX | ANCHORAGE | AK | PRIMARY | 61.17 | -149.88
99510 | PO BOX | ANCHORAGE | AK | PRIMARY | 61.22 | -149.88
99511 | PO BOX | ANCHORAGE | AK | PRIMARY | 61.11 | -149.86
99513 | STANDARD | ANCHORAGE | AK | PRIMARY | 61.21 | -149.88
99514 | PO BOX | ANCHORAGE | AK | PRIMARY | 61.2 | -149.82
99515 | STANDARD | ANCHORAGE | AK | PRIMARY | 61.11 | -149.9
99516 | STANDARD | ANCHORAGE | AK | PRIMARY | 61.08 | -149.7
99517 | STANDARD | ANCHORAGE | AK | PRIMARY | 61.19 | -149.94
99518 | STANDARD | ANCHORAGE | AK | PRIMARY | 61.15 | -149.88
99519 | PO BOX | ANCHORAGE | AK | PRIMARY | 61.19 | -149.98
99520 | PO BOX | ANCHORAGE | AK | PRIMARY | 61.21 | -149.86
99521 | PO BOX | ANCHORAGE | AK | PRIMARY | 61.2 | -149.74
99522 | PO BOX | ANCHORAGE | AK | PRIMARY | 61.15 | -149.92
99523 | PO BOX | ANCHORAGE | AK | PRIMARY | 61.16 | -149.83
99524 | PO BOX | ANCHORAGE | AK | PRIMARY | 61.18 | -149.89
99529 | STANDARD | ANCHORAGE | AK | PRIMARY | 61.18 | -149.98
99530 | STANDARD | ANCHORAGE | AK | PRIMARY | 61.26 | -149.97
99540 | STANDARD | INDIAN | AK | PRIMARY | 61 | -149.43
99599 | STANDARD | ANCHORAGE | AK | PRIMARY | 61.21 | -149.86
99695 | PO BOX | ANCHORAGE | AK | PRIMARY | 61.45 | -150.63
99556 | STANDARD | ANCHOR POINT | AK | PRIMARY | 59.82 | -151.59
99820 | PO BOX | ANGOON | AK | PRIMARY | 57.44 | -134.48
99557 | PO BOX | ANIAK | AK | PRIMARY | 61.2 | -158.6
99558 | PO BOX | ANVIK | AK | PRIMARY | 62.63 | -160.2
99722 | PO BOX | ARCTIC VILLAGE | AK | PRIMARY | 68.09 | -145.57
99723 | PO BOX | BARROW | AK | PRIMARY | 71.28 | -156.78
99734 | PO BOX | PRUDHOE BAY | AK | PRIMARY | 70.01 | -148.88
99759 | PO BOX | POINT LAY | AK | PRIMARY | 69.73 | -162.82
99789 | PO BOX | NUIQSUT | AK | PRIMARY | 69.83 | -152.14
99791 | PO BOX | ATQASUK | AK | PRIMARY | 70.48 | -157.39
99724 | PO BOX | BEAVER | AK | PRIMARY | 66.32 | -146.77
99559 | PO BOX | BETHEL | AK | PRIMARY | 60.93 | -161.8
99637 | PO BOX | TOKSOOK BAY | AK | PRIMARY | 60.54 | -165.14
99679 | PO BOX | TULUKSAK | AK | PRIMARY | 61.06 | -160.36
99680 | PO BOX | TUNTUTULIAK | AK | PRIMARY | 60.41 | -162.65
99690 | PO BOX | NIGHTMUTE | AK | PRIMARY | 60.49 | -164.81
99726 | PO BOX | BETTLES FIELD | AK | PRIMARY | 67.24 | -152.27
99785 | PO BOX | BREVIG MISSION | AK | PRIMARY | 65.44 | -166.56
99727 | PO BOX | BUCKLAND | AK | PRIMARY | 65.97 | -161.13
99729 | PO BOX | CANTWELL | AK | PRIMARY | 63.33 | -148.33
99730 | PO BOX | CENTRAL | AK | PRIMARY | 65.47 | -145.19
99561 | PO BOX | CHEFORNAK | AK | PRIMARY | 60.15 | -164.06
99563 | PO BOX | CHEVAK | AK | PRIMARY | 61.56 | -165.38
99732 | PO BOX | CHICKEN | AK | PRIMARY | 63.86 | -142.12
99548 | PO BOX | CHIGNIK LAKE | AK | PRIMARY | 56.23 | -158.74
99564 | PO BOX | CHIGNIK | AK | PRIMARY | 56.3 | -158.36
99565 | PO BOX | CHIGNIK LAGOON | AK | PRIMARY | 56.3 | -158.49
99566 | PO BOX | CHITINA | AK | PRIMARY | 61.45 | -143.15
99567 | STANDARD | CHUGIAK | AK | PRIMARY | 61.41 | -149.17
99733 | PO BOX | CIRCLE | AK | PRIMARY | 65.79 | -144.2
99568 | STANDARD | CLAM GULCH | AK | PRIMARY | 60.21 | -151.4
99569 | PO BOX | CLARKS POINT | AK | PRIMARY | 58.83 | -158.53
99546 | PO BOX | ADAK | AK | PRIMARY | 51.9 | -176.67
99571 | PO BOX | COLD BAY | AK | PRIMARY | 55.92 | -160.29
99572 | STANDARD | COOPER LANDING | AK | PRIMARY | 60.49 | -149.82
99573 | STANDARD | COPPER CENTER | AK | PRIMARY | 61.68 | -145.14
99574 | PO BOX | CORDOVA | AK | PRIMARY | 60.79 | -145.61
99677 | PO BOX | TATITLEK | AK | PRIMARY | 60.88 | -146.65
99921 | PO BOX | CRAIG | AK | PRIMARY | 55.46 | -132.83
99575 | PO BOX | CROOKED CREEK | AK | PRIMARY | 61.86 | -157.99
99736 | PO BOX | DEERING | AK | PRIMARY | 66.07 | -162.73
99731 | STANDARD | FORT GREELY | AK | PRIMARY | 64.04 | -145.73
99737 | STANDARD | DELTA JUNCTION | AK | PRIMARY | 63.7 | -144.89
99576 | PO BOX | DILLINGHAM | AK | PRIMARY | 58.82 | -157.86
99738 | PO BOX | EAGLE | AK | PRIMARY | 64.43 | -141.22
99577 | STANDARD | EAGLE RIVER | AK | PRIMARY | 61.21 | -149.25
99578 | PO BOX | EEK | AK | PRIMARY | 60.19 | -162.13
99579 | PO BOX | EGEGIK | AK | PRIMARY | 58.37 | -156.8
99580 | PO BOX | EKWOK | AK | PRIMARY | 59.35 | -157.48
99825 | PO BOX | ELFIN COVE | AK | PRIMARY | 58.1 | -136.29
99739 | PO BOX | ELIM | AK | PRIMARY | 64.63 | -162.34
99581 | PO BOX | EMMONAK | AK | PRIMARY | 62.69 | -162.96
99666 | PO BOX | NUNAM IQUA | AK | PRIMARY | 62.09 | -165.18
99725 | PO BOX | ESTER | AK | PRIMARY | 64.85 | -148.02
99701 | STANDARD | FAIRBANKS | AK | PRIMARY | 64.81 | -147.72
99702 | STANDARD | EIELSON AFB | AK | PRIMARY | 64.67 | -147.04
99703 | STANDARD | FORT WAINWRIGHT | AK | PRIMARY | 64.81 | -147.62
99705 | STANDARD | NORTH POLE | AK | PRIMARY | 64.77 | -147.33
99706 | PO BOX | FAIRBANKS | AK | PRIMARY | 64.83 | -147.88
99707 | PO BOX | FAIRBANKS | AK | PRIMARY | 64.83 | -147.69
99708 | PO BOX | FAIRBANKS | AK | PRIMARY | 64.87 | -147.89
99709 | STANDARD | FAIRBANKS | AK | PRIMARY | 64.9 | -148.16
99710 | PO BOX | FAIRBANKS | AK | PRIMARY | 64.91 | -147.56
99711 | PO BOX | FAIRBANKS | AK | PRIMARY | 64.81 | -147.57
99712 | STANDARD | FAIRBANKS | AK | PRIMARY | 64.93 | -146.61
99714 | STANDARD | SALCHA | AK | PRIMARY | 64.37 | -146.59
99716 | PO BOX | TWO RIVERS | AK | PRIMARY | 64.87 | -146.87
99767 | PO BOX | RAMPART | AK | PRIMARY | 65.4 | -150.2
99775 | STANDARD | FAIRBANKS | AK | PRIMARY | 64.86 | -147.82
99790 | STANDARD | FAIRBANKS | AK | PRIMARY | 64.51 | -147.66
99583 | PO BOX | FALSE PASS | AK | PRIMARY | 54.83 | -163.65
99585 | PO BOX | MARSHALL | AK | PRIMARY | 61.87 | -162.05
99740 | PO BOX | FORT YUKON | AK | PRIMARY | 66.56 | -145.25
99788 | PO BOX | CHALKYITSIK | AK | PRIMARY | 66.64 | -143.78
99586 | STANDARD | GAKONA | AK | PRIMARY | 62.41 | -143.41
99741 | PO BOX | GALENA | AK | PRIMARY | 64.74 | -156.85
99742 | PO BOX | GAMBELL | AK | PRIMARY | 63.75 | -171.69
99587 | PO BOX | GIRDWOOD | AK | PRIMARY | 60.9 | -148.91
99693 | PO BOX | WHITTIER | AK | PRIMARY | 60.28 | -148.3
99588 | STANDARD | GLENNALLEN | AK | PRIMARY | 62.1 | -145.53
99589 | PO BOX | GOODNEWS BAY | AK | PRIMARY | 59.19 | -161.71
99590 | PO BOX | GRAYLING | AK | PRIMARY | 62.89 | -160.1
99826 | PO BOX | GUSTAVUS | AK | PRIMARY | 58.42 | -135.78
99827 | STANDARD | HAINES | AK | PRIMARY | 59.16 | -135.86
99743 | STANDARD | HEALY | AK | PRIMARY | 64.01 | -148.35
99755 | PO BOX | DENALI NATIONAL PARK | AK | PRIMARY | 63.64 | -148.81
99602 | PO BOX | HOLY CROSS | AK | PRIMARY | 62.18 | -159.84
99603 | STANDARD | HOMER | AK | PRIMARY | 59.4 | -151.32
99829 | PO BOX | HOONAH | AK | PRIMARY | 58.08 | -135.43
99604 | PO BOX | HOOPER BAY | AK | PRIMARY | 61.6 | -165.74
99605 | STANDARD | HOPE | AK | PRIMARY | 60.84 | -149.4
99745 | PO BOX | HUGHES | AK | PRIMARY | 66.05 | -154.24
99746 | PO BOX | HUSLIA | AK | PRIMARY | 65.69 | -156.35
99922 | PO BOX | HYDABURG | AK | PRIMARY | 55.2 | -132.81
99923 | PO BOX | HYDER | AK | PRIMARY | 55.97 | -130.04
99606 | PO BOX | ILIAMNA | AK | PRIMARY | 59.52 | -154.4
99647 | PO BOX | PEDRO BAY | AK | PRIMARY | 59.86 | -154.03
99801 | STANDARD | JUNEAU | AK | PRIMARY | 58.58 | -134.77
99802 | PO BOX | JUNEAU | AK | PRIMARY | 58.3 | -134.42
99803 | PO BOX | JUNEAU | AK | PRIMARY | 58.37 | -134.59
99811 | STANDARD | JUNEAU | AK | PRIMARY | 58.47 | -134.15
99812 | UNIQUE | JUNEAU | AK | PRIMARY | 58.28 | -134.4
99821 | PO BOX | AUKE BAY | AK | PRIMARY | 58.3 | -134.42
99824 | STANDARD | DOUGLAS | AK | PRIMARY | 58.23 | -134.38
99850 | PO BOX | JUNEAU | AK | PRIMARY | 58.43 | -135.38
99830 | PO BOX | KAKE | AK | PRIMARY | 56.79 | -134.19
99747 | PO BOX | KAKTOVIK | AK | PRIMARY | 70.12 | -143.66
99607 | PO BOX | KALSKAG | AK | PRIMARY | 61.61 | -160.2
99748 | PO BOX | KALTAG | AK | PRIMARY | 63.81 | -159.67
99608 | PO BOX | KARLUK | AK | PRIMARY | 57.6 | -154.33
99609 | PO BOX | KASIGLUK | AK | PRIMARY | 60.87 | -162.54
99610 | STANDARD | KASILOF | AK | PRIMARY | 60.28 | -151.26
99611 | STANDARD | KENAI | AK | PRIMARY | 60.66 | -150.9
99635 | PO BOX | NIKISKI | AK | PRIMARY | 60.91 | -150.7
99901 | STANDARD | KETCHIKAN | AK | PRIMARY | 55.61 | -131.58
99903 | PO BOX | MEYERS CHUCK | AK | PRIMARY | 55.68 | -132.19
99918 | PO BOX | COFFMAN COVE | AK | PRIMARY | 55.97 | -132.74
99919 | PO BOX | THORNE BAY | AK | PRIMARY | 55.57 | -132.39
99950 | PO BOX | KETCHIKAN | AK | PRIMARY | 55.34 | -131.64
99749 | PO BOX | KIANA | AK | PRIMARY | 66.97 | -160.43
99612 | PO BOX | KING COVE | AK | PRIMARY | 55.08 | -162.32
99549 | PO BOX | PORT HEIDEN | AK | PRIMARY | 57.09 | -158.26
99613 | PO BOX | KING SALMON | AK | PRIMARY | 58.75 | -156.54
99614 | PO BOX | KIPNUK | AK | PRIMARY | 59.93 | -164.06
99750 | PO BOX | KIVALINA | AK | PRIMARY | 67.73 | -164.55
99925 | PO BOX | KLAWOCK | AK | PRIMARY | 55.54 | -132.96
99751 | PO BOX | KOBUK | AK | PRIMARY | 66.93 | -156.88
99615 | STANDARD | KODIAK | AK | PRIMARY | 57.79 | -152.4
99619 | PO BOX | KODIAK | AK | PRIMARY | 57.79 | -152.4
99697 | PO BOX | KODIAK | AK | PRIMARY | 57.55 | -153.43
99620 | PO BOX | KOTLIK | AK | PRIMARY | 62.84 | -163.65
99752 | PO BOX | KOTZEBUE | AK | PRIMARY | 67.24 | -161.19
99753 | PO BOX | KOYUK | AK | PRIMARY | 64.93 | -161.14
99754 | PO BOX | KOYUKUK | AK | PRIMARY | 65.04 | -158.66
99621 | PO BOX | KWETHLUK | AK | PRIMARY | 60.79 | -161.42
99545 | PO BOX | KONGIGANAK | AK | PRIMARY | 60.78 | -161.79
99622 | PO BOX | KWIGILLINGOK | AK | PRIMARY | 59.87 | -163.18
99757 | PO BOX | LAKE MINCHUMINA | AK | PRIMARY | 63.81 | -152.25
99624 | PO BOX | LARSEN BAY | AK | PRIMARY | 57.48 | -153.99
99625 | PO BOX | LEVELOCK | AK | PRIMARY | 58.95 | -156.48
99626 | PO BOX | LOWER KALSKAG | AK | PRIMARY | 61.51 | -160.36
99627 | PO BOX | MC GRATH | AK | PRIMARY | 62.51 | -154.44
99675 | PO BOX | TAKOTNA | AK | PRIMARY | 62.97 | -156.08
99691 | PO BOX | NIKOLAI | AK | PRIMARY | 62.87 | -153.87
99756 | PO BOX | MANLEY HOT SPRINGS | AK | PRIMARY | 64.65 | -150.9
99628 | PO BOX | MANOKOTAK | AK | PRIMARY | 58.88 | -158.93
99630 | PO BOX | MEKORYUK | AK | PRIMARY | 60.08 | -166.48
99926 | PO BOX | METLAKATLA | AK | PRIMARY | 55.14 | -131.49
99758 | PO BOX | MINTO | AK | PRIMARY | 65.09 | -149.64
99631 | STANDARD | MOOSE PASS | AK | PRIMARY | 60.57 | -149.45
99632 | PO BOX | MOUNTAIN VILLAGE | AK | PRIMARY | 62.09 | -163.71
99633 | PO BOX | NAKNEK | AK | PRIMARY | 58.8 | -156.73
99634 | PO BOX | NAPAKIAK | AK | PRIMARY | 60.67 | -162.01
99704 | STANDARD | CLEAR | AK | PRIMARY | 64.28 | -149.19
99744 | PO BOX | ANDERSON | AK | PRIMARY | 64.2 | -148.97
99760 | STANDARD | NENANA | AK | PRIMARY | 64.47 | -148.57
99636 | PO BOX | NEW STUYAHOK | AK | PRIMARY | 59.47 | -157.27
99638 | PO BOX | NIKOLSKI | AK | PRIMARY | 52.99 | -168.82
99639 | STANDARD | NINILCHIK | AK | PRIMARY | 60.07 | -151.42
99761 | PO BOX | NOATAK | AK | PRIMARY | 67.57 | -163
99762 | PO BOX | NOME | AK | PRIMARY | 64.71 | -164.62
99640 | PO BOX | NONDALTON | AK | PRIMARY | 59.96 | -154.87
99763 | PO BOX | NOORVIK | AK | PRIMARY | 66.83 | -161.03
99764 | PO BOX | NORTHWAY | AK | PRIMARY | 63 | -141.69
99765 | PO BOX | NULATO | AK | PRIMARY | 64.72 | -158.11
99641 | PO BOX | NUNAPITCHUK | AK | PRIMARY | 60.88 | -162.32
99643 | PO BOX | OLD HARBOR | AK | PRIMARY | 57.21 | -153.32
99644 | PO BOX | OUZINKIE | AK | PRIMARY | 57.93 | -152.42
99645 | STANDARD | PALMER | AK | PRIMARY | 61.6 | -148.46
99832 | PO BOX | PELICAN | AK | PRIMARY | 57.95 | -136.11
99648 | PO BOX | PERRYVILLE | AK | PRIMARY | 55.9 | -159.27
99833 | PO BOX | PETERSBURG | AK | PRIMARY | 57.05 | -132.62
99649 | PO BOX | PILOT POINT | AK | PRIMARY | 57.83 | -157.13
99650 | PO BOX | PILOT STATION | AK | PRIMARY | 61.94 | -162.88
99651 | PO BOX | PLATINUM | AK | PRIMARY | 58.96 | -161.74
99927 | PO BOX | POINT BAKER | AK | PRIMARY | 56.3 | -133.57
99766 | PO BOX | POINT HOPE | AK | PRIMARY | 68.34 | -166.67
99653 | PO BOX | PORT ALSWORTH | AK | PRIMARY | 60.46 | -154.19
99550 | PO BOX | PORT LIONS | AK | PRIMARY | 57.9 | -153.04
99655 | PO BOX | QUINHAGAK | AK | PRIMARY | 59.81 | -161.71
99656 | PO BOX | RED DEVIL | AK | PRIMARY | 61.66 | -157.69
99768 | PO BOX | RUBY | AK | PRIMARY | 64.79 | -153.87
99657 | PO BOX | RUSSIAN MISSION | AK | PRIMARY | 61.81 | -161.44
99658 | PO BOX | SAINT MARYS | AK | PRIMARY | 62.06 | -163.29
99659 | PO BOX | SAINT MICHAEL | AK | PRIMARY | 63.47 | -162.11
99591 | PO BOX | SAINT GEORGE ISLAND | AK | PRIMARY | 56.57 | -169.63
99660 | PO BOX | SAINT PAUL ISLAND | AK | PRIMARY | 57.18 | -170.26
99661 | PO BOX | SAND POINT | AK | PRIMARY | 55.26 | -160.66
99769 | PO BOX | SAVOONGA | AK | PRIMARY | 63.68 | -170.49
99662 | PO BOX | SCAMMON BAY | AK | PRIMARY | 61.74 | -165.47
99770 | PO BOX | SELAWIK | AK | PRIMARY | 66.59 | -160.02
99663 | PO BOX | SELDOVIA | AK | PRIMARY | 59.39 | -151.66
99664 | STANDARD | SEWARD | AK | PRIMARY | 60.05 | -149.33
99665 | PO BOX | SHAGELUK | AK | PRIMARY | 62.64 | -159.53
99771 | PO BOX | SHAKTOOLIK | AK | PRIMARY | 64.25 | -160.91
99772 | PO BOX | SHISHMAREF | AK | PRIMARY | 66.02 | -165.91
99773 | PO BOX | SHUNGNAK | AK | PRIMARY | 66.88 | -157.15
99835 | STANDARD | SITKA | AK | PRIMARY | 56.73 | -135
99836 | PO BOX | PORT ALEXANDER | AK | PRIMARY | 56.21 | -134.66
99840 | PO BOX | SKAGWAY | AK | PRIMARY | 59.57 | -135.35
99667 | PO BOX | SKWENTNA | AK | PRIMARY | 61.93 | -151.73
99668 | PO BOX | SLEETMUTE | AK | PRIMARY | 61.31 | -157.42
99669 | STANDARD | SOLDOTNA | AK | PRIMARY | 60.32 | -150.79
99670 | PO BOX | SOUTH NAKNEK | AK | PRIMARY | 58.67 | -156.98
99671 | PO BOX | STEBBINS | AK | PRIMARY | 63.47 | -162.28
99672 | STANDARD | STERLING | AK | PRIMARY | 60.54 | -150.79
99774 | PO BOX | STEVENS VILLAGE | AK | PRIMARY | 66.01 | -149.07
99674 | PO BOX | SUTTON | AK | PRIMARY | 61.86 | -148.29
99676 | STANDARD | TALKEETNA | AK | PRIMARY | 62.42 | -148.76
99777 | PO BOX | TANANA | AK | PRIMARY | 65.18 | -152.07
99778 | PO BOX | TELLER | AK | PRIMARY | 65.25 | -166.36
99841 | PO BOX | TENAKEE SPRINGS | AK | PRIMARY | 57.83 | -135.13
99678 | PO BOX | TOGIAK | AK | PRIMARY | 59.21 | -160.54
99776 | PO BOX | TANACROSS | AK | PRIMARY | 63.38 | -143.39
99780 | STANDARD | TOK | AK | PRIMARY | 63.66 | -143.19
99681 | PO BOX | TUNUNAK | AK | PRIMARY | 60.6 | -165.13
99682 | PO BOX | TYONEK | AK | PRIMARY | 61.08 | -151.16
99684 | PO BOX | UNALAKLEET | AK | PRIMARY | 64.09 | -160.36
99547 | PO BOX | ATKA | AK | PRIMARY | 52.23 | -174.16
99685 | PO BOX | UNALASKA | AK | PRIMARY | 53.9 | -166.4
99692 | PO BOX | DUTCH HARBOR | AK | PRIMARY | 53.89 | -166.53
99686 | STANDARD | VALDEZ | AK | PRIMARY | 61.4 | -145.66
99781 | PO BOX | VENETIE | AK | PRIMARY | 67 | -146.37
99782 | PO BOX | WAINWRIGHT | AK | PRIMARY | 70.63 | -159.96
99783 | PO BOX | WALES | AK | PRIMARY | 65.61 | -168.09
99928 | PO BOX | WARD COVE | AK | PRIMARY | 55.45 | -131.79
99623 | STANDARD | WASILLA | AK | PRIMARY | 61.61 | -149.58
99629 | PO BOX | WASILLA | AK | PRIMARY | 61.58 | -149.44
99652 | PO BOX | BIG LAKE | AK | PRIMARY | 61.46 | -150.09
99654 | STANDARD | WASILLA | AK | PRIMARY | 61.52 | -149.57
99687 | PO BOX | WASILLA | AK | PRIMARY | 61.36 | -150.07
99694 | PO BOX | HOUSTON | AK | PRIMARY | 61.66 | -149.68
99784 | PO BOX | WHITE MOUNTAIN | AK | PRIMARY | 64.64 | -163.73
99683 | PO BOX | TRAPPER CREEK | AK | PRIMARY | 62.69 | -151.07
99688 | STANDARD | WILLOW | AK | PRIMARY | 61.89 | -149.73
99929 | PO BOX | WRANGELL | AK | PRIMARY | 55.95 | -131.96
99689 | PO BOX | YAKUTAT | AK | PRIMARY | 59.51 | -139.71
90201 | STANDARD | BELL GARDENS | CA | PRIMARY | 33.97 | -118.15
90202 | PO BOX | BELL | CA | PRIMARY | 33.96 | -118.15
90270 | STANDARD | MAYWOOD | CA | PRIMARY | 33.98 | -118.18
90209 | PO BOX | BEVERLY HILLS | CA | PRIMARY | 34.07 | -118.39
90210 | STANDARD | BEVERLY HILLS | CA | PRIMARY | 34.09 | -118.41
90211 | STANDARD | BEVERLY HILLS | CA | PRIMARY | 34.06 | -118.38
90212 | STANDARD | BEVERLY HILLS | CA | PRIMARY | 34.06 | -118.4
90213 | PO BOX | BEVERLY HILLS | CA | PRIMARY | 34.05 | -118.4
90220 | STANDARD | COMPTON | CA | PRIMARY | 33.87 | -118.24
90221 | STANDARD | COMPTON | CA | PRIMARY | 33.87 | -118.21
90222 | STANDARD | COMPTON | CA | PRIMARY | 33.91 | -118.23
90223 | PO BOX | COMPTON | CA | PRIMARY | 33.89 | -118.22
90224 | PO BOX | COMPTON | CA | PRIMARY | 33.87 | -118.26
90230 | STANDARD | CULVER CITY | CA | PRIMARY | 33.99 | -118.39
90231 | PO BOX | CULVER CITY | CA | PRIMARY | 33.99 | -118.39
90232 | STANDARD | CULVER CITY | CA | PRIMARY | 34.02 | -118.39
90233 | PO BOX | CULVER CITY | CA | PRIMARY | 33.98 | -118.38
90239 | PO BOX | DOWNEY | CA | PRIMARY | 33.93 | -118.11
90240 | STANDARD | DOWNEY | CA | PRIMARY | 33.95 | -118.12
90241 | STANDARD | DOWNEY | CA | PRIMARY | 33.94 | -118.13
90242 | STANDARD | DOWNEY | CA | PRIMARY | 33.92 | -118.14
90245 | STANDARD | EL SEGUNDO | CA | PRIMARY | 33.91 | -118.4
90247 | STANDARD | GARDENA | CA | PRIMARY | 33.89 | -118.29
90248 | STANDARD | GARDENA | CA | PRIMARY | 33.88 | -118.27
90249 | STANDARD | GARDENA | CA | PRIMARY | 33.89 | -118.31
90250 | STANDARD | HAWTHORNE | CA | PRIMARY | 33.91 | -118.34
90251 | PO BOX | HAWTHORNE | CA | PRIMARY | 33.91 | -118.36
90255 | STANDARD | HUNTINGTON PARK | CA | PRIMARY | 33.97 | -118.21
90301 | STANDARD | INGLEWOOD | CA | PRIMARY | 33.95 | -118.36
90302 | STANDARD | INGLEWOOD | CA | PRIMARY | 33.97 | -118.35
90303 | STANDARD | INGLEWOOD | CA | PRIMARY | 33.93 | -118.33
90304 | STANDARD | INGLEWOOD | CA | PRIMARY | 33.93 | -118.36
90305 | STANDARD | INGLEWOOD | CA | PRIMARY | 33.95 | -118.33
90306 | PO BOX | INGLEWOOD | CA | PRIMARY | 33.95 | -118.35
90307 | PO BOX | INGLEWOOD | CA | PRIMARY | 33.95 | -118.37
90308 | PO BOX | INGLEWOOD | CA | PRIMARY | 33.95 | -118.35
90309 | PO BOX | INGLEWOOD | CA | PRIMARY | 33.97 | -118.35
90310 | PO BOX | INGLEWOOD | CA | PRIMARY | 33.93 | -118.32
90311 | STANDARD | INGLEWOOD | CA | PRIMARY | 33.95 | -118.35
90312 | PO BOX | INGLEWOOD | CA | PRIMARY | 33.96 | -118.35
90260 | STANDARD | LAWNDALE | CA | PRIMARY | 33.88 | -118.35
90261 | STANDARD | LAWNDALE | CA | PRIMARY | 33.89 | -118.37
90001 | STANDARD | LOS ANGELES | CA | PRIMARY | 33.97 | -118.24
90002 | STANDARD | LOS ANGELES | CA | PRIMARY | 33.94 | -118.24
90003 | STANDARD | LOS ANGELES | CA | PRIMARY | 33.96 | -118.27
90004 | STANDARD | LOS ANGELES | CA | PRIMARY | 34.07 | -118.31
90005 | STANDARD | LOS ANGELES | CA | PRIMARY | 34.05 | -118.31
90006 | STANDARD | LOS ANGELES | CA | PRIMARY | 34.04 | -118.29
90007 | STANDARD | LOS ANGELES | CA | PRIMARY | 34.02 | -118.28
90008 | STANDARD | LOS ANGELES | CA | PRIMARY | 34 | -118.34
90009 | PO BOX | LOS ANGELES | CA | PRIMARY | 33.94 | -118.38
90010 | STANDARD | LOS ANGELES | CA | PRIMARY | 34.06 | -118.31
90011 | STANDARD | LOS ANGELES | CA | PRIMARY | 34 | -118.25
90012 | STANDARD | LOS ANGELES | CA | PRIMARY | 34.06 | -118.24
90013 | STANDARD | LOS ANGELES | CA | PRIMARY | 34.04 | -118.24
90014 | STANDARD | LOS ANGELES | CA | PRIMARY | 34.04 | -118.25
90015 | STANDARD | LOS ANGELES | CA | PRIMARY | 34.03 | -118.26
90016 | STANDARD | LOS ANGELES | CA | PRIMARY | 34.02 | -118.35
90017 | STANDARD | LOS ANGELES | CA | PRIMARY | 34.05 | -118.26
90018 | STANDARD | LOS ANGELES | CA | PRIMARY | 34.02 | -118.31
90019 | STANDARD | LOS ANGELES | CA | PRIMARY | 34.04 | -118.34
90020 | STANDARD | LOS ANGELES | CA | PRIMARY | 34.06 | -118.31
90021 | STANDARD | LOS ANGELES | CA | PRIMARY | 34.03 | -118.24
90022 | STANDARD | LOS ANGELES | CA | PRIMARY | 34.02 | -118.15
90023 | STANDARD | LOS ANGELES | CA | PRIMARY | 34.01 | -118.2
90024 | STANDARD | LOS ANGELES | CA | PRIMARY | 34.06 | -118.43
90025 | STANDARD | LOS ANGELES | CA | PRIMARY | 34.04 | -118.44
90026 | STANDARD | LOS ANGELES | CA | PRIMARY | 34.07 | -118.26
90027 | STANDARD | LOS ANGELES | CA | PRIMARY | 34.12 | -118.28
90028 | STANDARD | LOS ANGELES | CA | PRIMARY | 34.1 | -118.32
90029 | STANDARD | LOS ANGELES | CA | PRIMARY | 34.09 | -118.29
90030 | PO BOX | LOS ANGELES | CA | PRIMARY | 34.06 | -118.23
90031 | STANDARD | LOS ANGELES | CA | PRIMARY | 34.08 | -118.2
90032 | STANDARD | LOS ANGELES | CA | PRIMARY | 34.08 | -118.17
90033 | STANDARD | LOS ANGELES | CA | PRIMARY | 34.04 | -118.21
90034 | STANDARD | LOS ANGELES | CA | PRIMARY | 34.02 | -118.39
90035 | STANDARD | LOS ANGELES | CA | PRIMARY | 34.05 | -118.38
90036 | STANDARD | LOS ANGELES | CA | PRIMARY | 34.06 | -118.35
90037 | STANDARD | LOS ANGELES | CA | PRIMARY | 34 | -118.28
90038 | STANDARD | LOS ANGELES | CA | PRIMARY | 34.08 | -118.32
90039 | STANDARD | LOS ANGELES | CA | PRIMARY | 34.11 | -118.26
90040 | STANDARD | LOS ANGELES | CA | PRIMARY | 33.99 | -118.14
90041 | STANDARD | LOS ANGELES | CA | PRIMARY | 34.13 | -118.2
90042 | STANDARD | LOS ANGELES | CA | PRIMARY | 34.11 | -118.19
90043 | STANDARD | LOS ANGELES | CA | PRIMARY | 33.98 | -118.33
90044 | STANDARD | LOS ANGELES | CA | PRIMARY | 33.95 | -118.29
90045 | STANDARD | LOS ANGELES | CA | PRIMARY | 33.95 | -118.4
90046 | STANDARD | LOS ANGELES | CA | PRIMARY | 34.1 | -118.37
90047 | STANDARD | LOS ANGELES | CA | PRIMARY | 33.95 | -118.3
90048 | STANDARD | LOS ANGELES | CA | PRIMARY | 34.07 | -118.37
90049 | STANDARD | LOS ANGELES | CA | PRIMARY | 34.08 | -118.49
90050 | PO BOX | LOS ANGELES | CA | PRIMARY | 34.12 | -118.2
90051 | PO BOX | LOS ANGELES | CA | PRIMARY | 34.06 | -118.24
90052 | PO BOX | LOS ANGELES | CA | PRIMARY | 33.97 | -118.25
90053 | PO BOX | LOS ANGELES | CA | PRIMARY | 34.05 | -118.23
90054 | PO BOX | LOS ANGELES | CA | PRIMARY | 34.06 | -118.23
90055 | PO BOX | LOS ANGELES | CA | PRIMARY | 34.04 | -118.25
90056 | STANDARD | LOS ANGELES | CA | PRIMARY | 33.98 | -118.37
90057 | STANDARD | LOS ANGELES | CA | PRIMARY | 34.06 | -118.27
90058 | STANDARD | LOS ANGELES | CA | PRIMARY | 34 | -118.21
90059 | STANDARD | LOS ANGELES | CA | PRIMARY | 33.92 | -118.24
90060 | PO BOX | LOS ANGELES | CA | PRIMARY | 33.99 | -118.42
90061 | STANDARD | LOS ANGELES | CA | PRIMARY | 33.92 | -118.27
90062 | STANDARD | LOS ANGELES | CA | PRIMARY | 34 | -118.3
90063 | STANDARD | LOS ANGELES | CA | PRIMARY | 34.04 | -118.18
90064 | STANDARD | LOS ANGELES | CA | PRIMARY | 34.03 | -118.43
90065 | STANDARD | LOS ANGELES | CA | PRIMARY | 34.1 | -118.22
90066 | STANDARD | LOS ANGELES | CA | PRIMARY | 34 | -118.43
90067 | STANDARD | LOS ANGELES | CA | PRIMARY | 34.05 | -118.41
90068 | STANDARD | LOS ANGELES | CA | PRIMARY | 34.13 | -118.33
90069 | STANDARD | WEST HOLLYWOOD | CA | PRIMARY | 34.09 | -118.38
90070 | PO BOX | LOS ANGELES | CA | PRIMARY | 34.06 | -118.31
90071 | STANDARD | LOS ANGELES | CA | PRIMARY | 34.05 | -118.25
90072 | PO BOX | LOS ANGELES | CA | PRIMARY | 34.09 | -118.3
90073 | PO BOX | LOS ANGELES | CA | PRIMARY | 34.05 | -118.45
90074 | UNIQUE | LOS ANGELES | CA | PRIMARY | 34.05 | -118.26
90075 | PO BOX | LOS ANGELES | CA | PRIMARY | 34.06 | -118.31
90076 | PO BOX | LOS ANGELES | CA | PRIMARY | 34.06 | -118.31
90077 | STANDARD | LOS ANGELES | CA | PRIMARY | 34.1 | -118.45
90078 | PO BOX | LOS ANGELES | CA | PRIMARY | 34.1 | -118.32
90079 | STANDARD | LOS ANGELES | CA | PRIMARY | 34.04 | -118.25
90080 | PO BOX | LOS ANGELES | CA | PRIMARY | 33.95 | -118.39
90081 | PO BOX | LOS ANGELES | CA | PRIMARY | 34.05 | -118.26
90082 | PO BOX | LOS ANGELES | CA | PRIMARY | 34 | -118.27
90083 | PO BOX | LOS ANGELES | CA | PRIMARY | 33.95 | -118.39
90084 | UNIQUE | LOS ANGELES | CA | PRIMARY | 34.05 | -118.26
90086 | PO BOX | LOS ANGELES | CA | PRIMARY | 34.06 | -118.23
90087 | PO BOX | LOS ANGELES | CA | PRIMARY | 34.06 | -118.23
90088 | UNIQUE | LOS ANGELES | CA | PRIMARY | 34.05 | -118.26
90089 | UNIQUE | LOS ANGELES | CA | PRIMARY | 34.01 | -118.28
90090 | UNIQUE | DODGERTOWN | CA | PRIMARY | 34.07 | -118.24
90091 | PO BOX | LOS ANGELES | CA | PRIMARY | 33.99 | -118.15
90093 | PO BOX | LOS ANGELES | CA | PRIMARY | 34.09 | -118.33
90094 | STANDARD | PLAYA VISTA | CA | PRIMARY | 33.97 | -118.43
90095 | UNIQUE | LOS ANGELES | CA | PRIMARY | 34.07 | -118.44
90096 | UNIQUE | LOS ANGELES | CA | PRIMARY | 33.96 | -118.17
90099 | STANDARD | LOS ANGELES | CA | PRIMARY | 34.06 | -118.23
90101 | STANDARD | LOS ANGELES | CA | PRIMARY | 33.99 | -118.16
90103 | UNIQUE | LOS ANGELES | CA | PRIMARY | 33.99 | -118.16
90189 | UNIQUE | LOS ANGELES | CA | PRIMARY | 34.06 | -118.25
90262 | STANDARD | LYNWOOD | CA | PRIMARY | 33.92 | -118.2
90263 | STANDARD | MALIBU | CA | PRIMARY | 34.03 | -118.7
90264 | PO BOX | MALIBU | CA | PRIMARY | 34.04 | -118.77
90265 | STANDARD | MALIBU | CA | PRIMARY | 34.06 | -118.81
90266 | STANDARD | MANHATTAN BEACH | CA | PRIMARY | 33.88 | -118.4
90267 | PO BOX | MANHATTAN BEACH | CA | PRIMARY | 33.87 | -118.39
90272 | STANDARD | PACIFIC PALISADES | CA | PRIMARY | 34.07 | -118.54
90274 | STANDARD | PALOS VERDES PENINSULA | CA | PRIMARY | 33.77 | -118.34
90275 | STANDARD | RANCHO PALOS VERDES | CA | PRIMARY | 33.75 | -118.31
90254 | STANDARD | HERMOSA BEACH | CA | PRIMARY | 33.86 | -118.39
90277 | STANDARD | REDONDO BEACH | CA | PRIMARY | 33.83 | -118.38
90278 | STANDARD | REDONDO BEACH | CA | PRIMARY | 33.87 | -118.37
90401 | STANDARD | SANTA MONICA | CA | PRIMARY | 34.01 | -118.49
90402 | STANDARD | SANTA MONICA | CA | PRIMARY | 34.03 | -118.5
90403 | STANDARD | SANTA MONICA | CA | PRIMARY | 34.03 | -118.49
90404 | STANDARD | SANTA MONICA | CA | PRIMARY | 34.02 | -118.47
90405 | STANDARD | SANTA MONICA | CA | PRIMARY | 34.01 | -118.46
90406 | PO BOX | SANTA MONICA | CA | PRIMARY | 34.01 | -118.49
90407 | PO BOX | SANTA MONICA | CA | PRIMARY | 34.01 | -118.49
90408 | PO BOX | SANTA MONICA | CA | PRIMARY | 34.02 | -118.48
90409 | PO BOX | SANTA MONICA | CA | PRIMARY | 34 | -118.48
90410 | PO BOX | SANTA MONICA | CA | PRIMARY | 34.01 | -118.46
90411 | PO BOX | SANTA MONICA | CA | PRIMARY | 34.01 | -118.46
90280 | STANDARD | SOUTH GATE | CA | PRIMARY | 33.94 | -118.2
90290 | STANDARD | TOPANGA | CA | PRIMARY | 34.1 | -118.6
90291 | STANDARD | VENICE | CA | PRIMARY | 33.99 | -118.46
90292 | STANDARD | MARINA DEL REY | CA | PRIMARY | 33.97 | -118.43
90293 | STANDARD | PLAYA DEL REY | CA | PRIMARY | 33.94 | -118.44
90294 | PO BOX | VENICE | CA | PRIMARY | 33.98 | -118.47
90295 | PO BOX | MARINA DEL REY | CA | PRIMARY | 33.97 | -118.43
90296 | PO BOX | PLAYA DEL REY | CA | PRIMARY | 33.95 | -118.44
93510 | STANDARD | ACTON | CA | PRIMARY | 34.49 | -118.22
91301 | STANDARD | AGOURA HILLS | CA | PRIMARY | 34.12 | -118.76
91376 | PO BOX | AGOURA HILLS | CA | PRIMARY | 34.14 | -118.75
91377 | STANDARD | OAK PARK | CA | PRIMARY | 34.19 | -118.76
93201 | PO BOX | ALPAUGH | CA | PRIMARY | 35.86 | -119.46
91001 | STANDARD | ALTADENA | CA | PRIMARY | 34.2 | -118.13
91003 | PO BOX | ALTADENA | CA | PRIMARY | 34.18 | -118.13
91006 | STANDARD | ARCADIA | CA | PRIMARY | 34.13 | -118.02
91007 | STANDARD | ARCADIA | CA | PRIMARY | 34.12 | -118.05
91066 | PO BOX | ARCADIA | CA | PRIMARY | 34.14 | -118.02
91077 | PO BOX | ARCADIA | CA | PRIMARY | 34.12 | -118.05
93202 | STANDARD | ARMONA | CA | PRIMARY | 36.31 | -119.71
93420 | STANDARD | ARROYO GRANDE | CA | PRIMARY | 35.16 | -120.43
93421 | PO BOX | ARROYO GRANDE | CA | PRIMARY | 35.12 | -120.57
93203 | STANDARD | ARVIN | CA | PRIMARY | 35.08 | -118.79
93422 | STANDARD | ATASCADERO | CA | PRIMARY | 35.45 | -120.71
93423 | PO BOX | ATASCADERO | CA | PRIMARY | 35.48 | -120.64
93204 | STANDARD | AVENAL | CA | PRIMARY | 35.92 | -120.1
93424 | PO BOX | AVILA BEACH | CA | PRIMARY | 35.18 | -120.76
93301 | STANDARD | BAKERSFIELD | CA | PRIMARY | 35.38 | -119.02
93302 | PO BOX | BAKERSFIELD | CA | PRIMARY | 35.37 | -119.02
93303 | PO BOX | BAKERSFIELD | CA | PRIMARY | 35.55 | -118.92
93304 | STANDARD | BAKERSFIELD | CA | PRIMARY | 35.33 | -119.02
93305 | STANDARD | BAKERSFIELD | CA | PRIMARY | 35.39 | -118.98
93306 | STANDARD | BAKERSFIELD | CA | PRIMARY | 35.43 | -118.83
93307 | STANDARD | BAKERSFIELD | CA | PRIMARY | 35.2 | -118.86
93308 | STANDARD | BAKERSFIELD | CA | PRIMARY | 35.54 | -118.91
93309 | STANDARD | BAKERSFIELD | CA | PRIMARY | 35.34 | -119.07
93311 | STANDARD | BAKERSFIELD | CA | PRIMARY | 35.18 | -119.21
93312 | STANDARD | BAKERSFIELD | CA | PRIMARY | 35.38 | -119.22
93313 | STANDARD | BAKERSFIELD | CA | PRIMARY | 35.15 | -119.06
93314 | STANDARD | BAKERSFIELD | CA | PRIMARY | 35.38 | -119.2
93380 | PO BOX | BAKERSFIELD | CA | PRIMARY | 35.55 | -118.92
93383 | PO BOX | BAKERSFIELD | CA | PRIMARY | 35.26 | -119.03
93384 | PO BOX | BAKERSFIELD | CA | PRIMARY | 35.37 | -119.01
93385 | PO BOX | BAKERSFIELD | CA | PRIMARY | 35.37 | -118.99
93386 | PO BOX | BAKERSFIELD | CA | PRIMARY | 35.37 | -118.95
93387 | PO BOX | BAKERSFIELD | CA | PRIMARY | 35.35 | -118.95
93388 | PO BOX | BAKERSFIELD | CA | PRIMARY | 35.41 | -119.02
93389 | PO BOX | BAKERSFIELD | CA | PRIMARY | 35.35 | -119.06
93390 | PO BOX | BAKERSFIELD | CA | PRIMARY | 35.35 | -119
93513 | STANDARD | BIG PINE | CA | PRIMARY | 37.18 | -118.18
93512 | STANDARD | BENTON | CA | PRIMARY | 37.87 | -118.54
93514 | STANDARD | BISHOP | CA | PRIMARY | 37.5 | -118.31
93515 | PO BOX | BISHOP | CA | PRIMARY | 37.36 | -118.4
93205 | STANDARD | BODFISH | CA | PRIMARY | 35.52 | -118.4
93516 | STANDARD | BORON | CA | PRIMARY | 34.96 | -117.67
93596 | PO BOX | BORON | CA | PRIMARY | 35 | -117.65
93426 | STANDARD | BRADLEY | CA | PRIMARY | 35.85 | -120.8
93517 | STANDARD | BRIDGEPORT | CA | PRIMARY | 38.27 | -119.33
93427 | STANDARD | BUELLTON | CA | PRIMARY | 34.61 | -120.22
91501 | STANDARD | BURBANK | CA | PRIMARY | 34.19 | -118.29
91502 | STANDARD | BURBANK | CA | PRIMARY | 34.17 | -118.31
91503 | PO BOX | BURBANK | CA | PRIMARY | 34.18 | -118.3
91504 | STANDARD | BURBANK | CA | PRIMARY | 34.2 | -118.3
91505 | STANDARD | BURBANK | CA | PRIMARY | 34.17 | -118.34
91506 | STANDARD | BURBANK | CA | PRIMARY | 34.17 | -118.32
91507 | PO BOX | BURBANK | CA | PRIMARY | 34.16 | -118.34
91508 | PO BOX | BURBANK | CA | PRIMARY | 34.19 | -118.32
91510 | PO BOX | BURBANK | CA | PRIMARY | 34.17 | -118.34
91521 | UNIQUE | BURBANK | CA | PRIMARY | 34.15 | -118.32
91522 | UNIQUE | BURBANK | CA | PRIMARY | 34.14 | -118.33
91523 | UNIQUE | BURBANK | CA | PRIMARY | 34.16 | -118.33
91526 | UNIQUE | BURBANK | CA | PRIMARY | 34.19 | -118.32
93206 | STANDARD | BUTTONWILLOW | CA | PRIMARY | 35.43 | -119.49
93518 | STANDARD | CALIENTE | CA | PRIMARY | 35.4 | -118.51
93207 | STANDARD | CALIFORNIA HOT SPRINGS | CA | PRIMARY | 35.87 | -118.65
93010 | STANDARD | CAMARILLO | CA | PRIMARY | 34.23 | -119.07
93011 | PO BOX | CAMARILLO | CA | PRIMARY | 34.21 | -119.03
93012 | STANDARD | CAMARILLO | CA | PRIMARY | 34.2 | -118.98
93428 | STANDARD | CAMBRIA | CA | PRIMARY | 35.59 | -121.01
93435 | PO BOX | HARMONY | CA | PRIMARY | 35.5 | -121.03
91303 | STANDARD | CANOGA PARK | CA | PRIMARY | 34.19 | -118.6
91304 | STANDARD | CANOGA PARK | CA | PRIMARY | 34.22 | -118.59
91305 | PO BOX | CANOGA PARK | CA | PRIMARY | 34.2 | -118.6
91306 | STANDARD | WINNETKA | CA | PRIMARY | 34.2 | -118.57
91307 | STANDARD | WEST HILLS | CA | PRIMARY | 34.2 | -118.69
91308 | PO BOX | WEST HILLS | CA | PRIMARY | 34.2 | -118.59
91309 | PO BOX | CANOGA PARK | CA | PRIMARY | 34.21 | -118.59
91396 | PO BOX | WINNETKA | CA | PRIMARY | 34.2 | -118.57
93013 | STANDARD | CARPINTERIA | CA | PRIMARY | 34.43 | -119.52
93014 | PO BOX | CARPINTERIA | CA | PRIMARY | 34.39 | -119.51
93429 | PO BOX | CASMALIA | CA | PRIMARY | 34.86 | -120.52
93430 | STANDARD | CAYUCOS | CA | PRIMARY | 35.48 | -120.92
91311 | STANDARD | CHATSWORTH | CA | PRIMARY | 34.28 | -118.61
91313 | PO BOX | CHATSWORTH | CA | PRIMARY | 34.23 | -118.58
93210 | STANDARD | COALINGA | CA | PRIMARY | 36.19 | -120.39
93212 | STANDARD | CORCORAN | CA | PRIMARY | 36.07 | -119.53
93282 | PO BOX | WAUKENA | CA | PRIMARY | 36.14 | -119.5
93432 | STANDARD | CRESTON | CA | PRIMARY | 35.47 | -120.48
93522 | PO BOX | DARWIN | CA | PRIMARY | 36.3 | -117.59
93215 | STANDARD | DELANO | CA | PRIMARY | 35.78 | -119.23
93216 | PO BOX | DELANO | CA | PRIMARY | 35.75 | -119.27
91008 | STANDARD | DUARTE | CA | PRIMARY | 34.14 | -117.96
91009 | PO BOX | DUARTE | CA | PRIMARY | 34.13 | -117.96
91010 | STANDARD | DUARTE | CA | PRIMARY | 34.13 | -117.94
93218 | PO BOX | DUCOR | CA | PRIMARY | 35.86 | -118.99
93219 | STANDARD | EARLIMART | CA | PRIMARY | 35.86 | -119.28
93220 | PO BOX | EDISON | CA | PRIMARY | 35.32 | -118.85
93523 | STANDARD | EDWARDS | CA | PRIMARY | 34.96 | -117.87
93524 | UNIQUE | EDWARDS | CA | PRIMARY | 34.92 | -117.94
93221 | STANDARD | EXETER | CA | PRIMARY | 36.28 | -119.03
93223 | STANDARD | FARMERSVILLE | CA | PRIMARY | 36.3 | -119.19
93224 | STANDARD | FELLOWS | CA | PRIMARY | 35.21 | -119.56
93015 | STANDARD | FILLMORE | CA | PRIMARY | 34.4 | -118.83
93016 | PO BOX | FILLMORE | CA | PRIMARY | 34.39 | -118.91
93222 | PO BOX | PINE MOUNTAIN CLUB | CA | PRIMARY | 34.84 | -119.17
93225 | STANDARD | FRAZIER PARK | CA | PRIMARY | 34.8 | -119.01
91201 | STANDARD | GLENDALE | CA | PRIMARY | 34.17 | -118.29
91202 | STANDARD | GLENDALE | CA | PRIMARY | 34.16 | -118.26
91203 | STANDARD | GLENDALE | CA | PRIMARY | 34.15 | -118.26
91204 | STANDARD | GLENDALE | CA | PRIMARY | 34.13 | -118.26
91205 | STANDARD | GLENDALE | CA | PRIMARY | 34.13 | -118.24
91206 | STANDARD | GLENDALE | CA | PRIMARY | 34.16 | -118.2
91207 | STANDARD | GLENDALE | CA | PRIMARY | 34.18 | -118.25
91208 | STANDARD | GLENDALE | CA | PRIMARY | 34.19 | -118.24
91209 | PO BOX | GLENDALE | CA | PRIMARY | 34.14 | -118.25
91210 | STANDARD | GLENDALE | CA | PRIMARY | 34.14 | -118.25
91214 | STANDARD | LA CRESCENTA | CA | PRIMARY | 34.23 | -118.24
91221 | PO BOX | GLENDALE | CA | PRIMARY | 34.16 | -118.28
91222 | PO BOX | GLENDALE | CA | PRIMARY | 34.16 | -118.26
91224 | PO BOX | LA CRESCENTA | CA | PRIMARY | 34.23 | -118.25
91225 | PO BOX | GLENDALE | CA | PRIMARY | 34.12 | -118.25
91226 | PO BOX | GLENDALE | CA | PRIMARY | 34.16 | -118.21
93226 | STANDARD | GLENNVILLE | CA | PRIMARY | 35.72 | -118.72
93227 | PO BOX | GOSHEN | CA | PRIMARY | 36.34 | -119.41
93433 | STANDARD | GROVER BEACH | CA | PRIMARY | 35.12 | -120.61
93483 | PO BOX | GROVER BEACH | CA | PRIMARY | 35.12 | -120.62
93434 | STANDARD | GUADALUPE | CA | PRIMARY | 34.93 | -120.59
93230 | STANDARD | HANFORD | CA | PRIMARY | 36.27 | -119.63
93232 | PO BOX | HANFORD | CA | PRIMARY | 36.23 | -119.7
93234 | STANDARD | HURON | CA | PRIMARY | 36.2 | -120.09
93526 | STANDARD | INDEPENDENCE | CA | PRIMARY | 36.83 | -118.24
93527 | STANDARD | INYOKERN | CA | PRIMARY | 35.88 | -118.15
93542 | PO BOX | LITTLE LAKE | CA | PRIMARY | 35.93 | -117.9
93235 | STANDARD | IVANHOE | CA | PRIMARY | 36.38 | -119.22
93528 | PO BOX | JOHANNESBURG | CA | PRIMARY | 35.36 | -117.64
93554 | PO BOX | RANDSBURG | CA | PRIMARY | 35.39 | -117.73
93558 | PO BOX | RED MOUNTAIN | CA | PRIMARY | 35.35 | -117.62
93529 | STANDARD | JUNE LAKE | CA | PRIMARY | 37.77 | -119.06
93530 | PO BOX | KEELER | CA | PRIMARY | 36.48 | -117.86
93531 | STANDARD | KEENE | CA | PRIMARY | 35.23 | -118.62
93238 | STANDARD | KERNVILLE | CA | PRIMARY | 35.83 | -118.45
93239 | STANDARD | KETTLEMAN CITY | CA | PRIMARY | 35.99 | -119.99
91011 | STANDARD | LA CANADA FLINTRIDGE | CA | PRIMARY | 34.23 | -118.14
91012 | PO BOX | LA CANADA FLINTRIDGE | CA | PRIMARY | 34.2 | -118.19
91023 | PO BOX | MOUNT WILSON | CA | PRIMARY | 34.22 | -118.09
93532 | STANDARD | LAKE HUGHES | CA | PRIMARY | 34.69 | -118.52
93240 | STANDARD | LAKE ISABELLA | CA | PRIMARY | 35.64 | -118.46
93241 | STANDARD | LAMONT | CA | PRIMARY | 35.25 | -118.91
93534 | STANDARD | LANCASTER | CA | PRIMARY | 34.72 | -118.15
93535 | STANDARD | LANCASTER | CA | PRIMARY | 34.69 | -117.9
93536 | STANDARD | LANCASTER | CA | PRIMARY | 34.72 | -118.48
93539 | PO BOX | LANCASTER | CA | PRIMARY | 34.68 | -118.12
93584 | PO BOX | LANCASTER | CA | PRIMARY | 34.69 | -118.13
93586 | PO BOX | LANCASTER | CA | PRIMARY | 34.64 | -118.21
93242 | STANDARD | LATON | CA | PRIMARY | 36.43 | -119.69
93243 | STANDARD | LEBEC | CA | PRIMARY | 34.86 | -118.87
93541 | PO BOX | LEE VINING | CA | PRIMARY | 38.03 | -118.82
93244 | STANDARD | LEMON COVE | CA | PRIMARY | 36.46 | -118.98
93245 | STANDARD | LEMOORE | CA | PRIMARY | 36.29 | -119.82
93246 | UNIQUE | LEMOORE | CA | PRIMARY | 36.28 | -119.84
93247 | STANDARD | LINDSAY | CA | PRIMARY | 36.2 | -119.08
93543 | STANDARD | LITTLEROCK | CA | PRIMARY | 34.48 | -117.92
93544 | STANDARD | LLANO | CA | PRIMARY | 34.49 | -117.77
93436 | STANDARD | LOMPOC | CA | PRIMARY | 34.6 | -120.39
93437 | STANDARD | LOMPOC | CA | PRIMARY | 34.77 | -120.53
93438 | PO BOX | LOMPOC | CA | PRIMARY | 34.63 | -120.46
93545 | STANDARD | LONE PINE | CA | PRIMARY | 36.56 | -118.18
93440 | PO BOX | LOS ALAMOS | CA | PRIMARY | 34.73 | -120.24
93441 | PO BOX | LOS OLIVOS | CA | PRIMARY | 34.71 | -120.01
93249 | STANDARD | LOST HILLS | CA | PRIMARY | 35.61 | -119.9
93250 | STANDARD | MC FARLAND | CA | PRIMARY | 35.65 | -119.19
93251 | STANDARD | MC KITTRICK | CA | PRIMARY | 35.41 | -119.76
93546 | STANDARD | MAMMOTH LAKES | CA | PRIMARY | 37.58 | -118.84
93252 | STANDARD | MARICOPA | CA | PRIMARY | 34.84 | -119.27
93501 | STANDARD | MOJAVE | CA | PRIMARY | 35.09 | -118.13
93502 | PO BOX | MOJAVE | CA | PRIMARY | 35.05 | -118.17
93504 | PO BOX | CALIFORNIA CITY | CA | PRIMARY | 35.14 | -118.01
93505 | STANDARD | CALIFORNIA CITY | CA | PRIMARY | 35.15 | -117.92
93519 | PO BOX | CANTIL | CA | PRIMARY | 35.3 | -117.95
91016 | STANDARD | MONROVIA | CA | PRIMARY | 34.15 | -117.99
91017 | PO BOX | MONROVIA | CA | PRIMARY | 34.13 | -117.98
91020 | STANDARD | MONTROSE | CA | PRIMARY | 34.21 | -118.23
91021 | PO BOX | MONTROSE | CA | PRIMARY | 34.2 | -118.22
93020 | PO BOX | MOORPARK | CA | PRIMARY | 34.28 | -118.88
93021 | STANDARD | MOORPARK | CA | PRIMARY | 34.31 | -118.87
93442 | STANDARD | MORRO BAY | CA | PRIMARY | 35.38 | -120.78
93443 | PO BOX | MORRO BAY | CA | PRIMARY | 35.36 | -120.85
93254 | STANDARD | NEW CUYAMA | CA | PRIMARY | 34.98 | -119.8
93444 | STANDARD | NIPOMO | CA | PRIMARY | 35.05 | -120.48
91601 | STANDARD | NORTH HOLLYWOOD | CA | PRIMARY | 34.16 | -118.37
91602 | STANDARD | NORTH HOLLYWOOD | CA | PRIMARY | 34.15 | -118.36
91603 | PO BOX | NORTH HOLLYWOOD | CA | PRIMARY | 34.16 | -118.37
91604 | STANDARD | STUDIO CITY | CA | PRIMARY | 34.13 | -118.39
91605 | STANDARD | NORTH HOLLYWOOD | CA | PRIMARY | 34.2 | -118.39
91606 | STANDARD | NORTH HOLLYWOOD | CA | PRIMARY | 34.18 | -118.39
91607 | STANDARD | VALLEY VILLAGE | CA | PRIMARY | 34.16 | -118.4
91608 | STANDARD | UNIVERSAL CITY | CA | PRIMARY | 34.13 | -118.35
91609 | PO BOX | NORTH HOLLYWOOD | CA | PRIMARY | 34.18 | -118.38
91610 | PO BOX | TOLUCA LAKE | CA | PRIMARY | 34.15 | -118.37
91611 | UNIQUE | NORTH HOLLYWOOD | CA | PRIMARY | 34.18 | -118.39
91612 | UNIQUE | NORTH HOLLYWOOD | CA | PRIMARY | 34.18 | -118.39
91614 | PO BOX | STUDIO CITY | CA | PRIMARY | 34.14 | -118.39
91615 | PO BOX | NORTH HOLLYWOOD | CA | PRIMARY | 34.19 | -118.39
91616 | PO BOX | NORTH HOLLYWOOD | CA | PRIMARY | 34.18 | -118.39
91617 | PO BOX | VALLEY VILLAGE | CA | PRIMARY | 34.16 | -118.4
91618 | PO BOX | NORTH HOLLYWOOD | CA | PRIMARY | 34.11 | -118.36
91324 | STANDARD | NORTHRIDGE | CA | PRIMARY | 34.24 | -118.55
91325 | STANDARD | NORTHRIDGE | CA | PRIMARY | 34.23 | -118.51
91326 | STANDARD | PORTER RANCH | CA | PRIMARY | 34.28 | -118.55
91327 | PO BOX | NORTHRIDGE | CA | PRIMARY | 34.27 | -118.55
91328 | PO BOX | NORTHRIDGE | CA | PRIMARY | 34.22 | -118.53
91329 | UNIQUE | NORTHRIDGE | CA | PRIMARY | 34.24 | -118.53
91330 | UNIQUE | NORTHRIDGE | CA | PRIMARY | 34.24 | -118.5
93022 | STANDARD | OAK VIEW | CA | PRIMARY | 34.4 | -119.3
93445 | STANDARD | OCEANO | CA | PRIMARY | 35.06 | -120.6
93475 | PO BOX | OCEANO | CA | PRIMARY | 35.1 | -120.61
93023 | STANDARD | OJAI | CA | PRIMARY | 34.51 | -119.29
93024 | PO BOX | OJAI | CA | PRIMARY | 34.44 | -119.25
93549 | PO BOX | OLANCHA | CA | PRIMARY | 36.26 | -117.95
93255 | STANDARD | ONYX | CA | PRIMARY | 35.68 | -118.07
93030 | STANDARD | OXNARD | CA | PRIMARY | 34.19 | -119.17
93031 | PO BOX | OXNARD | CA | PRIMARY | 34.21 | -119.18
93032 | PO BOX | OXNARD | CA | PRIMARY | 34.2 | -119.17
93033 | STANDARD | OXNARD | CA | PRIMARY | 34.14 | -119.1
93034 | PO BOX | OXNARD | CA | PRIMARY | 34.17 | -119.17
93035 | STANDARD | OXNARD | CA | PRIMARY | 34.19 | -119.23
93036 | STANDARD | OXNARD | CA | PRIMARY | 34.25 | -119.16
91331 | STANDARD | PACOIMA | CA | PRIMARY | 34.25 | -118.41
91333 | PO BOX | PACOIMA | CA | PRIMARY | 34.26 | -118.42
91334 | PO BOX | PACOIMA | CA | PRIMARY | 34.24 | -118.42
93550 | STANDARD | PALMDALE | CA | PRIMARY | 34.52 | -118.08
93551 | STANDARD | PALMDALE | CA | PRIMARY | 34.61 | -118.27
93552 | STANDARD | PALMDALE | CA | PRIMARY | 34.5 | -118.01
93590 | PO BOX | PALMDALE | CA | PRIMARY | 34.57 | -118.08
93591 | STANDARD | PALMDALE | CA | PRIMARY | 34.61 | -117.81
93599 | UNIQUE | PALMDALE | CA | PRIMARY | 34.57 | -118.11
91101 | STANDARD | PASADENA | CA | PRIMARY | 34.14 | -118.13
91102 | PO BOX | PASADENA | CA | PRIMARY | 34.14 | -118.14
91103 | STANDARD | PASADENA | CA | PRIMARY | 34.17 | -118.17
91104 | STANDARD | PASADENA | CA | PRIMARY | 34.16 | -118.12
91105 | STANDARD | PASADENA | CA | PRIMARY | 34.14 | -118.16
91106 | STANDARD | PASADENA | CA | PRIMARY | 34.13 | -118.13
91107 | STANDARD | PASADENA | CA | PRIMARY | 34.16 | -118.08
91108 | STANDARD | SAN MARINO | CA | PRIMARY | 34.12 | -118.11
91109 | PO BOX | PASADENA | CA | PRIMARY | 34.16 | -118.16
91110 | UNIQUE | PASADENA | CA | PRIMARY | 34.15 | -118.15
91114 | PO BOX | PASADENA | CA | PRIMARY | 34.16 | -118.13
91115 | PO BOX | PASADENA | CA | PRIMARY | 34.13 | -118.15
91116 | PO BOX | PASADENA | CA | PRIMARY | 34.14 | -118.13
91117 | PO BOX | PASADENA | CA | PRIMARY | 34.14 | -118.09
91118 | PO BOX | SAN MARINO | CA | PRIMARY | 34.12 | -118.09
91121 | UNIQUE | PASADENA | CA | PRIMARY | 34.15 | -118.09
91123 | UNIQUE | PASADENA | CA | PRIMARY | 34.14 | -118.15
91124 | UNIQUE | PASADENA | CA | PRIMARY | 34.14 | -118.15
91125 | UNIQUE | PASADENA | CA | PRIMARY | 34.13 | -118.12
91126 | UNIQUE | PASADENA | CA | PRIMARY | 34.13 | -118.12
91129 | UNIQUE | PASADENA | CA | PRIMARY | 34.14 | -118.15
91182 | UNIQUE | PASADENA | CA | PRIMARY | 34.14 | -118.14
91184 | UNIQUE | PASADENA | CA | PRIMARY | 34.13 | -118.16
91185 | UNIQUE | PASADENA | CA | PRIMARY | 34.16 | -117.98
91188 | UNIQUE | PASADENA | CA | PRIMARY | 34.14 | -118.14
91189 | UNIQUE | PASADENA | CA | PRIMARY | 34.12 | -118.16
91199 | UNIQUE | PASADENA | CA | PRIMARY | 34.17 | -118.12
93446 | STANDARD | PASO ROBLES | CA | PRIMARY | 35.61 | -120.76
93447 | PO BOX | PASO ROBLES | CA | PRIMARY | 35.65 | -120.69
93553 | STANDARD | PEARBLOSSOM | CA | PRIMARY | 34.48 | -117.88
93563 | STANDARD | VALYERMO | CA | PRIMARY | 34.39 | -117.74
93040 | PO BOX | PIRU | CA | PRIMARY | 34.43 | -118.75
93448 | PO BOX | PISMO BEACH | CA | PRIMARY | 35.15 | -120.67
93449 | STANDARD | PISMO BEACH | CA | PRIMARY | 35.15 | -120.66
93256 | STANDARD | PIXLEY | CA | PRIMARY | 35.95 | -119.31
93257 | STANDARD | PORTERVILLE | CA | PRIMARY | 35.96 | -118.92
93258 | PO BOX | PORTERVILLE | CA | PRIMARY | 36.05 | -119.14
93041 | STANDARD | PORT HUENEME | CA | PRIMARY | 34.11 | -119.11
93042 | UNIQUE | POINT MUGU NAWC | CA | PRIMARY | 34.12 | -119.09
93043 | UNIQUE | PORT HUENEME CBC BASE | CA | PRIMARY | 34.16 | -119.2
93044 | PO BOX | PORT HUENEME | CA | PRIMARY | 34.15 | -119.19
93260 | STANDARD | POSEY | CA | PRIMARY | 35.88 | -118.59
91335 | STANDARD | RESEDA | CA | PRIMARY | 34.2 | -118.54
91337 | PO BOX | RESEDA | CA | PRIMARY | 34.2 | -118.53
93261 | PO BOX | RICHGROVE | CA | PRIMARY | 35.81 | -119.13
93555 | STANDARD | RIDGECREST | CA | PRIMARY | 35.55 | -117.67
93556 | PO BOX | RIDGECREST | CA | PRIMARY | 35.62 | -117.67
93560 | STANDARD | ROSAMOND | CA | PRIMARY | 34.92 | -118.4
93450 | STANDARD | SAN ARDO | CA | PRIMARY | 36 | -120.87
91340 | STANDARD | SAN FERNANDO | CA | PRIMARY | 34.28 | -118.44
91341 | PO BOX | SAN FERNANDO | CA | PRIMARY | 34.28 | -118.44
91342 | STANDARD | SYLMAR | CA | PRIMARY | 34.32 | -118.38
91343 | STANDARD | NORTH HILLS | CA | PRIMARY | 34.23 | -118.47
91344 | STANDARD | GRANADA HILLS | CA | PRIMARY | 34.29 | -118.5
91345 | STANDARD | MISSION HILLS | CA | PRIMARY | 34.27 | -118.45
91346 | PO BOX | MISSION HILLS | CA | PRIMARY | 34.26 | -118.46
91392 | PO BOX | SYLMAR | CA | PRIMARY | 34.3 | -118.43
91393 | PO BOX | NORTH HILLS | CA | PRIMARY | 34.22 | -118.46
91394 | PO BOX | GRANADA HILLS | CA | PRIMARY | 34.26 | -118.52
91395 | PO BOX | MISSION HILLS | CA | PRIMARY | 34.25 | -118.46
93401 | STANDARD | SAN LUIS OBISPO | CA | PRIMARY | 35.25 | -120.62
93402 | STANDARD | LOS OSOS | CA | PRIMARY | 35.29 | -120.81
93403 | PO BOX | SAN LUIS OBISPO | CA | PRIMARY | 35.28 | -120.65
93405 | STANDARD | SAN LUIS OBISPO | CA | PRIMARY | 35.27 | -120.69
93406 | PO BOX | SAN LUIS OBISPO | CA | PRIMARY | 35.24 | -120.64
93407 | STANDARD | SAN LUIS OBISPO | CA | PRIMARY | 35.29 | -120.66
93408 | UNIQUE | SAN LUIS OBISPO | CA | PRIMARY | 35.22 | -120.63
93409 | UNIQUE | SAN LUIS OBISPO | CA | PRIMARY | 35.22 | -120.63
93410 | STANDARD | SAN LUIS OBISPO | CA | PRIMARY | 35.27 | -120.73
93412 | PO BOX | LOS OSOS | CA | PRIMARY | 35.31 | -120.83
93451 | STANDARD | SAN MIGUEL | CA | PRIMARY | 35.89 | -120.6
93452 | STANDARD | SAN SIMEON | CA | PRIMARY | 35.69 | -121.2
93101 | STANDARD | SANTA BARBARA | CA | PRIMARY | 34.41 | -119.7
93102 | PO BOX | SANTA BARBARA | CA | PRIMARY | 34.42 | -119.7
93103 | STANDARD | SANTA BARBARA | CA | PRIMARY | 34.43 | -119.68
93105 | STANDARD | SANTA BARBARA | CA | PRIMARY | 34.01 | -119.72
93106 | UNIQUE | SANTA BARBARA | CA | PRIMARY | 34.43 | -119.83
93107 | PO BOX | SANTA BARBARA | CA | PRIMARY | 34.42 | -119.86
93108 | STANDARD | SANTA BARBARA | CA | PRIMARY | 34.44 | -119.61
93109 | STANDARD | SANTA BARBARA | CA | PRIMARY | 34.4 | -119.72
93110 | STANDARD | SANTA BARBARA | CA | PRIMARY | 34.43 | -119.77
93111 | STANDARD | SANTA BARBARA | CA | PRIMARY | 34.45 | -119.8
93116 | PO BOX | GOLETA | CA | PRIMARY | 34.49 | -120.04
93117 | STANDARD | GOLETA | CA | PRIMARY | 34.5 | -120.12
93118 | PO BOX | GOLETA | CA | PRIMARY | 34.43 | -119.82
93120 | PO BOX | SANTA BARBARA | CA | PRIMARY | 34.41 | -119.7
93121 | PO BOX | SANTA BARBARA | CA | PRIMARY | 34.41 | -119.7
93130 | PO BOX | SANTA BARBARA | CA | PRIMARY | 34.44 | -119.73
93140 | PO BOX | SANTA BARBARA | CA | PRIMARY | 34.42 | -119.67
93150 | PO BOX | SANTA BARBARA | CA | PRIMARY | 34.43 | -119.63
93160 | PO BOX | SANTA BARBARA | CA | PRIMARY | 34.43 | -119.8
93190 | PO BOX | SANTA BARBARA | CA | PRIMARY | 34.42 | -119.7
93199 | UNIQUE | GOLETA | CA | PRIMARY | 34.49 | -120.04
91310 | PO BOX | CASTAIC | CA | PRIMARY | 34.49 | -118.61
91321 | STANDARD | NEWHALL | CA | PRIMARY | 34.36 | -118.47
91322 | PO BOX | NEWHALL | CA | PRIMARY | 34.38 | -118.53
91350 | STANDARD | SANTA CLARITA | CA | PRIMARY | 34.43 | -118.51
91351 | STANDARD | CANYON COUNTRY | CA | PRIMARY | 34.43 | -118.46
91354 | STANDARD | VALENCIA | CA | PRIMARY | 34.46 | -118.57
91355 | STANDARD | VALENCIA | CA | PRIMARY | 34.41 | -118.56
91380 | PO BOX | SANTA CLARITA | CA | PRIMARY | 34.49 | -118.39
91381 | STANDARD | STEVENSON RANCH | CA | PRIMARY | 34.37 | -118.61
91382 | STANDARD | SANTA CLARITA | CA | PRIMARY | 34.41 | -118.51
91383 | STANDARD | SANTA CLARITA | CA | PRIMARY | 34.36 | -118.45
91384 | STANDARD | CASTAIC | CA | PRIMARY | 34.51 | -118.68
91385 | PO BOX | VALENCIA | CA | PRIMARY | 34.38 | -118.56
91386 | PO BOX | CANYON COUNTRY | CA | PRIMARY | 34.41 | -118.45
91387 | STANDARD | CANYON COUNTRY | CA | PRIMARY | 34.4 | -118.4
91390 | STANDARD | SANTA CLARITA | CA | PRIMARY | 34.53 | -118.4
93453 | STANDARD | SANTA MARGARITA | CA | PRIMARY | 35.31 | -120.27
93454 | STANDARD | SANTA MARIA | CA | PRIMARY | 34.91 | -120.23
93455 | STANDARD | SANTA MARIA | CA | PRIMARY | 34.82 | -120.41
93456 | PO BOX | SANTA MARIA | CA | PRIMARY | 34.93 | -120.46
93457 | PO BOX | SANTA MARIA | CA | PRIMARY | 34.86 | -120.43
93458 | STANDARD | SANTA MARIA | CA | PRIMARY | 34.95 | -120.5
93060 | STANDARD | SANTA PAULA | CA | PRIMARY | 34.4 | -119.07
93061 | PO BOX | SANTA PAULA | CA | PRIMARY | 34.35 | -119.05
93460 | STANDARD | SANTA YNEZ | CA | PRIMARY | 34.64 | -120.02
93262 | STANDARD | SEQUOIA NATIONAL PARK | CA | PRIMARY | 36.53 | -118.72
93263 | STANDARD | SHAFTER | CA | PRIMARY | 35.49 | -119.3
93461 | STANDARD | SHANDON | CA | PRIMARY | 35.63 | -120.26
91024 | STANDARD | SIERRA MADRE | CA | PRIMARY | 34.2 | -118.05
91025 | PO BOX | SIERRA MADRE | CA | PRIMARY | 34.16 | -118.05
93062 | PO BOX | SIMI VALLEY | CA | PRIMARY | 34.28 | -118.74
93063 | STANDARD | SIMI VALLEY | CA | PRIMARY | 34.3 | -118.72
93064 | UNIQUE | BRANDEIS | CA | PRIMARY | 34.28 | -118.69
93065 | STANDARD | SIMI VALLEY | CA | PRIMARY | 34.25 | -118.78
93094 | PO BOX | SIMI VALLEY | CA | PRIMARY | 34.27 | -118.79
93099 | UNIQUE | SIMI VALLEY | CA | PRIMARY | 34.26 | -118.75
93463 | STANDARD | SOLVANG | CA | PRIMARY | 34.61 | -120.14
93464 | PO BOX | SOLVANG | CA | PRIMARY | 34.55 | -120.14
93066 | STANDARD | SOMIS | CA | PRIMARY | 34.29 | -119.03
91030 | STANDARD | SOUTH PASADENA | CA | PRIMARY | 34.11 | -118.15
91031 | PO BOX | SOUTH PASADENA | CA | PRIMARY | 34.11 | -118.15
93208 | PO BOX | CAMP NELSON | CA | PRIMARY | 36.06 | -118.58
93265 | STANDARD | SPRINGVILLE | CA | PRIMARY | 36.17 | -118.7
93266 | STANDARD | STRATFORD | CA | PRIMARY | 36.17 | -119.81
93267 | STANDARD | STRATHMORE | CA | PRIMARY | 36.14 | -119.09
93067 | PO BOX | SUMMERLAND | CA | PRIMARY | 34.41 | -119.59
91040 | STANDARD | SUNLAND | CA | PRIMARY | 34.26 | -118.32
91041 | PO BOX | SUNLAND | CA | PRIMARY | 34.26 | -118.31
91352 | STANDARD | SUN VALLEY | CA | PRIMARY | 34.23 | -118.34
91353 | PO BOX | SUN VALLEY | CA | PRIMARY | 34.21 | -118.36
93268 | STANDARD | TAFT | CA | PRIMARY | 35.17 | -119.36
91356 | STANDARD | TARZANA | CA | PRIMARY | 34.15 | -118.54
91357 | PO BOX | TARZANA | CA | PRIMARY | 34.17 | -118.54
93561 | STANDARD | TEHACHAPI | CA | PRIMARY | 35.12 | -118.51
93581 | PO BOX | TEHACHAPI | CA | PRIMARY | 35.13 | -118.44
93465 | STANDARD | TEMPLETON | CA | PRIMARY | 35.54 | -120.75
93270 | STANDARD | TERRA BELLA | CA | PRIMARY | 35.93 | -119.03
91319 | PO BOX | NEWBURY PARK | CA | PRIMARY | 34.18 | -118.91
91320 | STANDARD | NEWBURY PARK | CA | PRIMARY | 34.17 | -118.95
91358 | PO BOX | THOUSAND OAKS | CA | PRIMARY | 34.18 | -118.87
91359 | PO BOX | WESTLAKE VILLAGE | CA | PRIMARY | 34.19 | -118.82
91360 | STANDARD | THOUSAND OAKS | CA | PRIMARY | 34.21 | -118.88
91361 | STANDARD | WESTLAKE VILLAGE | CA | PRIMARY | 34.14 | -118.89
91362 | STANDARD | THOUSAND OAKS | CA | PRIMARY | 34.19 | -118.81
93237 | PO BOX | KAWEAH | CA | PRIMARY | 36.46 | -118.91
93271 | STANDARD | THREE RIVERS | CA | PRIMARY | 36.44 | -118.86
93272 | STANDARD | TIPTON | CA | PRIMARY | 36.04 | -119.34
93562 | STANDARD | TRONA | CA | PRIMARY | 35.73 | -117.36
93592 | PO BOX | TRONA | CA | PRIMARY | 35.76 | -117.37
91042 | STANDARD | TUJUNGA | CA | PRIMARY | 34.29 | -118.25
91043 | PO BOX | TUJUNGA | CA | PRIMARY | 34.25 | -118.29
93274 | STANDARD | TULARE | CA | PRIMARY | 36.18 | -119.36
93275 | PO BOX | TULARE | CA | PRIMARY | 36.2 | -119.34
93276 | PO BOX | TUPMAN | CA | PRIMARY | 35.32 | -119.39
91316 | STANDARD | ENCINO | CA | PRIMARY | 34.15 | -118.52
91401 | STANDARD | VAN NUYS | CA | PRIMARY | 34.17 | -118.43
91402 | STANDARD | PANORAMA CITY | CA | PRIMARY | 34.22 | -118.44
91403 | STANDARD | SHERMAN OAKS | CA | PRIMARY | 34.14 | -118.46
91404 | PO BOX | VAN NUYS | CA | PRIMARY | 34.17 | -118.43
91405 | STANDARD | VAN NUYS | CA | PRIMARY | 34.2 | -118.44
91406 | STANDARD | VAN NUYS | CA | PRIMARY | 34.19 | -118.49
91407 | PO BOX | VAN NUYS | CA | PRIMARY | 34.19 | -118.44
91408 | PO BOX | VAN NUYS | CA | PRIMARY | 34.17 | -118.43
91409 | PO BOX | VAN NUYS | CA | PRIMARY | 34.2 | -118.49
91410 | PO BOX | VAN NUYS | CA | PRIMARY | 34.2 | -118.49
91411 | STANDARD | VAN NUYS | CA | PRIMARY | 34.17 | -118.46
91412 | PO BOX | PANORAMA CITY | CA | PRIMARY | 34.22 | -118.44
91413 | PO BOX | SHERMAN OAKS | CA | PRIMARY | 34.16 | -118.45
91416 | PO BOX | ENCINO | CA | PRIMARY | 34.17 | -118.51
91423 | STANDARD | SHERMAN OAKS | CA | PRIMARY | 34.14 | -118.42
91426 | PO BOX | ENCINO | CA | PRIMARY | 34.15 | -118.51
91436 | STANDARD | ENCINO | CA | PRIMARY | 34.15 | -118.49
91470 | UNIQUE | VAN NUYS | CA | PRIMARY | 34.17 | -118.61
91482 | UNIQUE | VAN NUYS | CA | PRIMARY | 34.2 | -118.47
91495 | UNIQUE | SHERMAN OAKS | CA | PRIMARY | 34.15 | -118.44
91496 | UNIQUE | VAN NUYS | CA | PRIMARY | 34.16 | -118.45
91499 | UNIQUE | VAN NUYS | CA | PRIMARY | 34.2 | -118.45
93001 | STANDARD | VENTURA | CA | PRIMARY | 34.33 | -119.31
93002 | PO BOX | VENTURA | CA | PRIMARY | 34.27 | -119.28
93003 | STANDARD | VENTURA | CA | PRIMARY | 34.28 | -119.22
93004 | STANDARD | VENTURA | CA | PRIMARY | 34.27 | -119.16
93005 | PO BOX | VENTURA | CA | PRIMARY | 34.25 | -119.2
93006 | PO BOX | VENTURA | CA | PRIMARY | 34.27 | -119.29
93007 | PO BOX | VENTURA | CA | PRIMARY | 34.29 | -119.15
93009 | UNIQUE | VENTURA | CA | PRIMARY | 34.26 | -119.21
91046 | PO BOX | VERDUGO CITY | CA | PRIMARY | 34.21 | -118.24
93277 | STANDARD | VISALIA | CA | PRIMARY | 36.29 | -119.38
93278 | PO BOX | VISALIA | CA | PRIMARY | 36.3 | -119.31
93279 | PO BOX | VISALIA | CA | PRIMARY | 36.32 | -119.29
93290 | PO BOX | VISALIA | CA | PRIMARY | 36.33 | -119.29
93291 | STANDARD | VISALIA | CA | PRIMARY | 36.4 | -119.38
93292 | STANDARD | VISALIA | CA | PRIMARY | 36.37 | -119.18
93280 | STANDARD | WASCO | CA | PRIMARY | 35.64 | -119.44
93283 | STANDARD | WELDON | CA | PRIMARY | 35.44 | -118.25
93285 | STANDARD | WOFFORD HEIGHTS | CA | PRIMARY | 35.7 | -118.5
93286 | STANDARD | WOODLAKE | CA | PRIMARY | 36.46 | -119.1
91302 | STANDARD | CALABASAS | CA | PRIMARY | 34.11 | -118.67
91364 | STANDARD | WOODLAND HILLS | CA | PRIMARY | 34.15 | -118.6
91365 | PO BOX | WOODLAND HILLS | CA | PRIMARY | 34.16 | -118.6
91367 | STANDARD | WOODLAND HILLS | CA | PRIMARY | 34.17 | -118.61
91371 | UNIQUE | WOODLAND HILLS | CA | PRIMARY | 34.18 | -118.57
91372 | PO BOX | CALABASAS | CA | PRIMARY | 34.15 | -118.64
93287 | STANDARD | WOODY | CA | PRIMARY | 35.73 | -118.92
92301 | STANDARD | ADELANTO | CA | PRIMARY | 34.66 | -117.51
92536 | STANDARD | AGUANGA | CA | PRIMARY | 33.5 | -116.81
91901 | STANDARD | ALPINE | CA | PRIMARY | 32.8 | -116.71
91903 | PO BOX | ALPINE | CA | PRIMARY | 32.83 | -116.76
92304 | PO BOX | AMBOY | CA | PRIMARY | 34.45 | -115.54
92305 | STANDARD | ANGELUS OAKS | CA | PRIMARY | 34.18 | -116.86
92539 | STANDARD | ANZA | CA | PRIMARY | 33.53 | -116.68
92307 | STANDARD | APPLE VALLEY | CA | PRIMARY | 34.57 | -117.15
92308 | STANDARD | APPLE VALLEY | CA | PRIMARY | 34.42 | -117.14
92309 | STANDARD | BAKER | CA | PRIMARY | 35.31 | -116.04
92364 | STANDARD | NIPTON | CA | PRIMARY | 35.49 | -115.45
92366 | STANDARD | MOUNTAIN PASS | CA | PRIMARY | 35.47 | -115.52
92220 | STANDARD | BANNING | CA | PRIMARY | 33.92 | -116.83
92222 | PO BOX | BARD | CA | PRIMARY | 32.79 | -114.53
92310 | STANDARD | FORT IRWIN | CA | PRIMARY | 35.3 | -116.74
92311 | STANDARD | BARSTOW | CA | PRIMARY | 34.97 | -116.99
92312 | PO BOX | BARSTOW | CA | PRIMARY | 34.97 | -117.05
92223 | STANDARD | BEAUMONT | CA | PRIMARY | 33.94 | -116.97
92314 | STANDARD | BIG BEAR CITY | CA | PRIMARY | 34.26 | -116.84
92386 | PO BOX | SUGARLOAF | CA | PRIMARY | 34.24 | -116.82
92315 | STANDARD | BIG BEAR LAKE | CA | PRIMARY | 34.23 | -116.86
92316 | STANDARD | BLOOMINGTON | CA | PRIMARY | 34.06 | -117.39
92317 | PO BOX | BLUE JAY | CA | PRIMARY | 34.25 | -117.21
92225 | STANDARD | BLYTHE | CA | PRIMARY | 33.75 | -114.51
92226 | PO BOX | BLYTHE | CA | PRIMARY | 33.6 | -114.58
92280 | STANDARD | VIDAL | CA | PRIMARY | 34.14 | -114.52
91902 | STANDARD | BONITA | CA | PRIMARY | 32.67 | -117.01
91908 | PO BOX | BONITA | CA | PRIMARY | 32.65 | -117.02
92003 | STANDARD | BONSALL | CA | PRIMARY | 33.28 | -117.19
92004 | STANDARD | BORREGO SPRINGS | CA | PRIMARY | 33.17 | -116.27
91905 | STANDARD | BOULEVARD | CA | PRIMARY | 32.67 | -116.31
92227 | STANDARD | BRAWLEY | CA | PRIMARY | 33.02 | -115.45
92318 | PO BOX | BRYN MAWR | CA | PRIMARY | 34.04 | -117.23
92230 | STANDARD | CABAZON | CA | PRIMARY | 33.93 | -116.77
92282 | STANDARD | WHITEWATER | CA | PRIMARY | 33.94 | -116.65
92231 | STANDARD | CALEXICO | CA | PRIMARY | 32.69 | -115.51
92232 | PO BOX | CALEXICO | CA | PRIMARY | 32.67 | -115.5
92320 | STANDARD | CALIMESA | CA | PRIMARY | 33.97 | -117.05
92233 | STANDARD | CALIPATRIA | CA | PRIMARY | 33.13 | -115.52
91906 | STANDARD | CAMPO | CA | PRIMARY | 32.68 | -116.47
92008 | STANDARD | CARLSBAD | CA | PRIMARY | 33.13 | -117.3
92009 | STANDARD | CARLSBAD | CA | PRIMARY | 33.09 | -117.27
92010 | STANDARD | CARLSBAD | CA | PRIMARY | 33.15 | -117.28
92011 | STANDARD | CARLSBAD | CA | PRIMARY | 33.1 | -117.29
92013 | PO BOX | CARLSBAD | CA | PRIMARY | 33.15 | -117.35
92018 | PO BOX | CARLSBAD | CA | PRIMARY | 33.16 | -117.34
92234 | STANDARD | CATHEDRAL CITY | CA | PRIMARY | 33.82 | -116.45
92235 | PO BOX | CATHEDRAL CITY | CA | PRIMARY | 33.77 | -116.46
92321 | PO BOX | CEDAR GLEN | CA | PRIMARY | 34.25 | -117.16
91909 | PO BOX | CHULA VISTA | CA | PRIMARY | 32.61 | -117.06
91910 | STANDARD | CHULA VISTA | CA | PRIMARY | 32.63 | -117.05
91911 | STANDARD | CHULA VISTA | CA | PRIMARY | 32.61 | -117.03
91912 | PO BOX | CHULA VISTA | CA | PRIMARY | 32.64 | -117.08
91913 | STANDARD | CHULA VISTA | CA | PRIMARY | 32.64 | -116.98
91914 | STANDARD | CHULA VISTA | CA | PRIMARY | 32.66 | -116.94
91915 | STANDARD | CHULA VISTA | CA | PRIMARY | 32.6 | -116.93
91921 | PO BOX | CHULA VISTA | CA | PRIMARY | 32.65 | -116.95
92323 | STANDARD | CIMA | CA | PRIMARY | 35.2 | -115.42
92236 | STANDARD | COACHELLA | CA | PRIMARY | 33.7 | -116.17
92313 | STANDARD | GRAND TERRACE | CA | PRIMARY | 34.03 | -117.31
92324 | STANDARD | COLTON | CA | PRIMARY | 34.01 | -117.27
92322 | PO BOX | CEDARPINES PARK | CA | PRIMARY | 34.25 | -117.32
92325 | PO BOX | CRESTLINE | CA | PRIMARY | 34.25 | -117.3
92326 | PO BOX | CREST PARK | CA | PRIMARY | 34.24 | -117.2
92327 | STANDARD | DAGGETT | CA | PRIMARY | 34.86 | -116.81
92328 | STANDARD | DEATH VALLEY | CA | PRIMARY | 36.29 | -116.45
92014 | STANDARD | DEL MAR | CA | PRIMARY | 32.96 | -117.25
91916 | STANDARD | DESCANSO | CA | PRIMARY | 32.9 | -116.62
92239 | PO BOX | DESERT CENTER | CA | PRIMARY | 33.85 | -115.29
92240 | STANDARD | DESERT HOT SPRINGS | CA | PRIMARY | 33.92 | -116.48
92241 | STANDARD | DESERT HOT SPRINGS | CA | PRIMARY | 33.83 | -116.29
91917 | STANDARD | DULZURA | CA | PRIMARY | 32.62 | -116.67
92242 | STANDARD | EARP | CA | PRIMARY | 34.15 | -114.33
92019 | STANDARD | EL CAJON | CA | PRIMARY | 32.77 | -116.86
92020 | STANDARD | EL CAJON | CA | PRIMARY | 32.79 | -116.96
92021 | STANDARD | EL CAJON | CA | PRIMARY | 32.84 | -116.88
92022 | PO BOX | EL CAJON | CA | PRIMARY | 32.73 | -116.91
92243 | STANDARD | EL CENTRO | CA | PRIMARY | 32.77 | -115.6
92244 | PO BOX | EL CENTRO | CA | PRIMARY | 32.79 | -115.57
92007 | STANDARD | CARDIFF BY THE SEA | CA | PRIMARY | 33.01 | -117.27
92023 | PO BOX | ENCINITAS | CA | PRIMARY | 33.03 | -117.29
92024 | STANDARD | ENCINITAS | CA | PRIMARY | 33.05 | -117.25
92025 | STANDARD | ESCONDIDO | CA | PRIMARY | 33.09 | -116.94
92026 | STANDARD | ESCONDIDO | CA | PRIMARY | 33.22 | -117.1
92027 | STANDARD | ESCONDIDO | CA | PRIMARY | 33.13 | -116.98
92029 | STANDARD | ESCONDIDO | CA | PRIMARY | 33.08 | -117.13
92030 | PO BOX | ESCONDIDO | CA | PRIMARY | 33.13 | -117.05
92033 | PO BOX | ESCONDIDO | CA | PRIMARY | 33.12 | -117.08
92046 | PO BOX | ESCONDIDO | CA | PRIMARY | 33.12 | -117.1
92332 | STANDARD | ESSEX | CA | PRIMARY | 34.96 | -115.31
92028 | STANDARD | FALLBROOK | CA | PRIMARY | 33.39 | -117.29
92088 | PO BOX | FALLBROOK | CA | PRIMARY | 33.36 | -117.25
92333 | PO BOX | FAWNSKIN | CA | PRIMARY | 34.27 | -116.94
92331 | PO BOX | FONTANA | CA | PRIMARY | 34.06 | -117.44
92334 | PO BOX | FONTANA | CA | PRIMARY | 34.07 | -117.46
92335 | STANDARD | FONTANA | CA | PRIMARY | 34.08 | -117.46
92336 | STANDARD | FONTANA | CA | PRIMARY | 34.14 | -117.45
92337 | STANDARD | FONTANA | CA | PRIMARY | 34.05 | -117.46
92339 | STANDARD | FOREST FALLS | CA | PRIMARY | 34.08 | -116.9
92249 | STANDARD | HEBER | CA | PRIMARY | 32.73 | -115.47
92342 | STANDARD | HELENDALE | CA | PRIMARY | 34.74 | -117.35
92543 | STANDARD | HEMET | CA | PRIMARY | 33.66 | -116.98
92544 | STANDARD | HEMET | CA | PRIMARY | 33.64 | -116.83
92545 | STANDARD | HEMET | CA | PRIMARY | 33.73 | -117.05
92546 | PO BOX | HEMET | CA | PRIMARY | 33.74 | -116.97
92340 | PO BOX | HESPERIA | CA | PRIMARY | 34.41 | -117.27
92344 | STANDARD | HESPERIA | CA | PRIMARY | 34.39 | -117.39
92345 | STANDARD | HESPERIA | CA | PRIMARY | 34.36 | -117.32
92346 | STANDARD | HIGHLAND | CA | PRIMARY | 34.13 | -117.15
92347 | STANDARD | HINKLEY | CA | PRIMARY | 34.95 | -117.18
92250 | STANDARD | HOLTVILLE | CA | PRIMARY | 32.83 | -115.19
92548 | STANDARD | HOMELAND | CA | PRIMARY | 33.75 | -117.11
92549 | STANDARD | IDYLLWILD | CA | PRIMARY | 33.76 | -116.73
92251 | STANDARD | IMPERIAL | CA | PRIMARY | 32.86 | -115.65
91932 | STANDARD | IMPERIAL BEACH | CA | PRIMARY | 32.57 | -117.11
91933 | PO BOX | IMPERIAL BEACH | CA | PRIMARY | 32.58 | -117.11
92201 | STANDARD | INDIO | CA | PRIMARY | 33.71 | -116.23
92202 | PO BOX | INDIO | CA | PRIMARY | 33.66 | -116.29
92203 | STANDARD | INDIO | CA | PRIMARY | 33.75 | -116.23
91934 | STANDARD | JACUMBA | CA | PRIMARY | 32.63 | -116.18
91935 | STANDARD | JAMUL | CA | PRIMARY | 32.69 | -116.8
92252 | STANDARD | JOSHUA TREE | CA | PRIMARY | 34.15 | -116.27
92036 | STANDARD | JULIAN | CA | PRIMARY | 32.99 | -116.41
92037 | STANDARD | LA JOLLA | CA | PRIMARY | 32.86 | -117.24
92038 | PO BOX | LA JOLLA | CA | PRIMARY | 32.85 | -117.25
92039 | PO BOX | LA JOLLA | CA | PRIMARY | 32.84 | -117.27
92092 | UNIQUE | LA JOLLA | CA | PRIMARY | 32.87 | -117.23
92093 | UNIQUE | LA JOLLA | CA | PRIMARY | 32.88 | -117.23
92352 | PO BOX | LAKE ARROWHEAD | CA | PRIMARY | 34.27 | -117.19
92530 | STANDARD | LAKE ELSINORE | CA | PRIMARY | 33.68 | -117.37
92531 | PO BOX | LAKE ELSINORE | CA | PRIMARY | 33.6 | -117.39
92532 | STANDARD | LAKE ELSINORE | CA | PRIMARY | 33.71 | -117.34
92040 | STANDARD | LAKESIDE | CA | PRIMARY | 32.9 | -116.89
91941 | STANDARD | LA MESA | CA | PRIMARY | 32.75 | -116.99
91942 | STANDARD | LA MESA | CA | PRIMARY | 32.78 | -117.01
91943 | PO BOX | LA MESA | CA | PRIMARY | 32.77 | -117.01
91944 | PO BOX | LA MESA | CA | PRIMARY | 32.76 | -117.02
92247 | PO BOX | LA QUINTA | CA | PRIMARY | 33.66 | -116.31
92248 | PO BOX | LA QUINTA | CA | PRIMARY | 33.66 | -116.31
92253 | STANDARD | LA QUINTA | CA | PRIMARY | 33.65 | -116.27
91945 | STANDARD | LEMON GROVE | CA | PRIMARY | 32.73 | -117.03
91946 | PO BOX | LEMON GROVE | CA | PRIMARY | 32.74 | -117.03
92350 | UNIQUE | LOMA LINDA | CA | PRIMARY | 34.05 | -117.26
92354 | STANDARD | LOMA LINDA | CA | PRIMARY | 34.05 | -117.24
92357 | UNIQUE | LOMA LINDA | CA | PRIMARY | 34.05 | -117.25
92356 | STANDARD | LUCERNE VALLEY | CA | PRIMARY | 34.52 | -116.88
92358 | STANDARD | LYTLE CREEK | CA | PRIMARY | 34.25 | -117.54
92254 | STANDARD | MECCA | CA | PRIMARY | 33.55 | -115.97
92359 | STANDARD | MENTONE | CA | PRIMARY | 34.1 | -117.04
92551 | STANDARD | MORENO VALLEY | CA | PRIMARY | 33.87 | -117.22
92552 | PO BOX | MORENO VALLEY | CA | PRIMARY | 33.92 | -117.24
92553 | STANDARD | MORENO VALLEY | CA | PRIMARY | 33.92 | -117.24
92554 | PO BOX | MORENO VALLEY | CA | PRIMARY | 33.91 | -117.25
92555 | STANDARD | MORENO VALLEY | CA | PRIMARY | 33.9 | -117.1
92556 | PO BOX | MORENO VALLEY | CA | PRIMARY | 33.96 | -117.24
92557 | STANDARD | MORENO VALLEY | CA | PRIMARY | 33.97 | -117.25
92256 | STANDARD | MORONGO VALLEY | CA | PRIMARY | 34.1 | -116.58
92561 | STANDARD | MOUNTAIN CENTER | CA | PRIMARY | 33.63 | -116.59
91948 | PO BOX | MOUNT LAGUNA | CA | PRIMARY | 32.87 | -116.46
92562 | STANDARD | MURRIETA | CA | PRIMARY | 33.54 | -117.33
92563 | STANDARD | MURRIETA | CA | PRIMARY | 33.57 | -117.14
92564 | PO BOX | MURRIETA | CA | PRIMARY | 33.64 | -117.18
91947 | PO BOX | LINCOLN ACRES | CA | PRIMARY | 32.66 | -117.07
91950 | STANDARD | NATIONAL CITY | CA | PRIMARY | 32.67 | -117.09
91951 | PO BOX | NATIONAL CITY | CA | PRIMARY | 32.67 | -117.09
92363 | STANDARD | NEEDLES | CA | PRIMARY | 34.78 | -114.59
92338 | STANDARD | LUDLOW | CA | PRIMARY | 34.72 | -116.15
92365 | STANDARD | NEWBERRY SPRINGS | CA | PRIMARY | 34.85 | -116.51
92257 | STANDARD | NILAND | CA | PRIMARY | 33.3 | -115.55
92258 | PO BOX | NORTH PALM SPRINGS | CA | PRIMARY | 33.9 | -116.56
92567 | STANDARD | NUEVO | CA | PRIMARY | 33.82 | -117.1
92049 | PO BOX | OCEANSIDE | CA | PRIMARY | 33.19 | -117.37
92051 | PO BOX | OCEANSIDE | CA | PRIMARY | 33.19 | -117.36
92052 | PO BOX | OCEANSIDE | CA | PRIMARY | 33.19 | -117.36
92054 | STANDARD | OCEANSIDE | CA | PRIMARY | 33.35 | -117.43
92055 | STANDARD | CAMP PENDLETON | CA | PRIMARY | 33.29 | -117.3
92056 | STANDARD | OCEANSIDE | CA | PRIMARY | 33.2 | -117.29
92057 | STANDARD | OCEANSIDE | CA | PRIMARY | 33.27 | -117.28
92058 | STANDARD | OCEANSIDE | CA | PRIMARY | 33.18 | -117.29
92068 | PO BOX | SAN LUIS REY | CA | PRIMARY | 33.27 | -117.27
92259 | PO BOX | OCOTILLO | CA | PRIMARY | 32.72 | -115.88
92368 | STANDARD | ORO GRANDE | CA | PRIMARY | 34.65 | -117.29
92210 | STANDARD | INDIAN WELLS | CA | PRIMARY | 33.7 | -116.33
92211 | STANDARD | PALM DESERT | CA | PRIMARY | 33.77 | -116.34
92255 | PO BOX | PALM DESERT | CA | PRIMARY | 33.74 | -116.36
92260 | STANDARD | PALM DESERT | CA | PRIMARY | 33.7 | -116.4
92261 | PO BOX | PALM DESERT | CA | PRIMARY | 33.61 | -116.42
92262 | STANDARD | PALM SPRINGS | CA | PRIMARY | 33.85 | -116.56
92263 | PO BOX | PALM SPRINGS | CA | PRIMARY | 33.87 | -116.56
92264 | STANDARD | PALM SPRINGS | CA | PRIMARY | 33.72 | -116.51
92060 | PO BOX | PALOMAR MOUNTAIN | CA | PRIMARY | 33.31 | -116.84
92266 | PO BOX | PALO VERDE | CA | PRIMARY | 33.32 | -114.71
92267 | STANDARD | PARKER DAM | CA | PRIMARY | 34.28 | -114.18
92369 | PO BOX | PATTON | CA | PRIMARY | 34.13 | -117.22
92059 | STANDARD | PALA | CA | PRIMARY | 33.38 | -117.07
92061 | STANDARD | PAUMA VALLEY | CA | PRIMARY | 33.3 | -116.92
92570 | STANDARD | PERRIS | CA | PRIMARY | 33.78 | -117.33
92571 | STANDARD | PERRIS | CA | PRIMARY | 33.83 | -117.2
92572 | PO BOX | PERRIS | CA | PRIMARY | 33.78 | -117.22
92599 | UNIQUE | PERRIS | CA | PRIMARY | 33.83 | -117.19
92329 | PO BOX | PHELAN | CA | PRIMARY | 34.35 | -117.6
92371 | STANDARD | PHELAN | CA | PRIMARY | 34.42 | -117.48
91931 | PO BOX | GUATAY | CA | PRIMARY | 32.83 | -116.58
91962 | STANDARD | PINE VALLEY | CA | PRIMARY | 32.78 | -116.48
92372 | STANDARD | PINON HILLS | CA | PRIMARY | 34.47 | -117.62
92268 | PO BOX | PIONEERTOWN | CA | PRIMARY | 34.21 | -116.52
91963 | STANDARD | POTRERO | CA | PRIMARY | 32.63 | -116.59
92064 | STANDARD | POWAY | CA | PRIMARY | 32.97 | -117.02
92074 | PO BOX | POWAY | CA | PRIMARY | 32.95 | -117.03
92065 | STANDARD | RAMONA | CA | PRIMARY | 33.07 | -116.83
92270 | STANDARD | RANCHO MIRAGE | CA | PRIMARY | 33.78 | -116.41
92067 | PO BOX | RANCHO SANTA FE | CA | PRIMARY | 33.02 | -117.19
92091 | STANDARD | RANCHO SANTA FE | CA | PRIMARY | 33.05 | -117.19
92373 | STANDARD | REDLANDS | CA | PRIMARY | 34 | -117.12
92374 | STANDARD | REDLANDS | CA | PRIMARY | 34.06 | -117.17
92375 | PO BOX | REDLANDS | CA | PRIMARY | 34.05 | -117.19
92376 | STANDARD | RIALTO | CA | PRIMARY | 34.1 | -117.38
92377 | STANDARD | RIALTO | CA | PRIMARY | 34.16 | -117.39
92378 | PO BOX | RIMFOREST | CA | PRIMARY | 34.21 | -117.24
92501 | STANDARD | RIVERSIDE | CA | PRIMARY | 33.99 | -117.38
92502 | PO BOX | RIVERSIDE | CA | PRIMARY | 33.98 | -117.37
92503 | STANDARD | RIVERSIDE | CA | PRIMARY | 33.89 | -117.44
92504 | STANDARD | RIVERSIDE | CA | PRIMARY | 33.9 | -117.4
92505 | STANDARD | RIVERSIDE | CA | PRIMARY | 33.93 | -117.49
92506 | STANDARD | RIVERSIDE | CA | PRIMARY | 33.92 | -117.36
92507 | STANDARD | RIVERSIDE | CA | PRIMARY | 33.96 | -117.31
92508 | STANDARD | RIVERSIDE | CA | PRIMARY | 33.89 | -117.32
92509 | STANDARD | RIVERSIDE | CA | PRIMARY | 33.99 | -117.44
92513 | PO BOX | RIVERSIDE | CA | PRIMARY | 33.91 | -117.46
92514 | PO BOX | RIVERSIDE | CA | PRIMARY | 33.94 | -117.41
92515 | PO BOX | RIVERSIDE | CA | PRIMARY | 33.91 | -117.48
92516 | PO BOX | RIVERSIDE | CA | PRIMARY | 33.95 | -117.39
92517 | PO BOX | RIVERSIDE | CA | PRIMARY | 33.96 | -117.43
92518 | STANDARD | MARCH AIR RESERVE BASE | CA | PRIMARY | 33.89 | -117.27
92519 | PO BOX | RIVERSIDE | CA | PRIMARY | 33.99 | -117.41
92521 | UNIQUE | RIVERSIDE | CA | PRIMARY | 33.97 | -117.34
92522 | UNIQUE | RIVERSIDE | CA | PRIMARY | 33.94 | -117.39
92341 | PO BOX | GREEN VALLEY LAKE | CA | PRIMARY | 34.24 | -117.07
92382 | PO BOX | RUNNING SPRINGS | CA | PRIMARY | 34.18 | -117.08
92401 | STANDARD | SAN BERNARDINO | CA | PRIMARY | 34.1 | -117.29
92402 | PO BOX | SAN BERNARDINO | CA | PRIMARY | 34.07 | -117.46
92403 | STANDARD | SAN BERNARDINO | CA | PRIMARY | 34.1 | -117.27
92404 | STANDARD | SAN BERNARDINO | CA | PRIMARY | 34.17 | -117.24
92405 | STANDARD | SAN BERNARDINO | CA | PRIMARY | 34.14 | -117.3
92406 | PO BOX | SAN BERNARDINO | CA | PRIMARY | 34.13 | -117.28
92407 | STANDARD | SAN BERNARDINO | CA | PRIMARY | 34.22 | -117.37
92408 | STANDARD | SAN BERNARDINO | CA | PRIMARY | 34.07 | -117.25
92410 | STANDARD | SAN BERNARDINO | CA | PRIMARY | 34.1 | -117.27
92411 | STANDARD | SAN BERNARDINO | CA | PRIMARY | 34.12 | -117.32
92412 | PO BOX | SAN BERNARDINO | CA | PRIMARY | 34.08 | -117.26
92413 | PO BOX | SAN BERNARDINO | CA | PRIMARY | 34.14 | -117.25
92414 | UNIQUE | SAN BERNARDINO | CA | PRIMARY | 34.18 | -117.26
92415 | UNIQUE | SAN BERNARDINO | CA | PRIMARY | 34.12 | -117.26
92418 | UNIQUE | SAN BERNARDINO | CA | PRIMARY | 34.1 | -117.29
92423 | PO BOX | SAN BERNARDINO | CA | PRIMARY | 34.1 | -117.28
92424 | UNIQUE | SAN BERNARDINO | CA | PRIMARY | 34.14 | -117.3
92427 | PO BOX | SAN BERNARDINO | CA | PRIMARY | 34.19 | -117.34
92101 | STANDARD | SAN DIEGO | CA | PRIMARY | 32.71 | -117.16
92102 | STANDARD | SAN DIEGO | CA | PRIMARY | 32.72 | -117.09
92103 | STANDARD | SAN DIEGO | CA | PRIMARY | 32.74 | -117.17
92104 | STANDARD | SAN DIEGO | CA | PRIMARY | 32.73 | -117.12
92105 | STANDARD | SAN DIEGO | CA | PRIMARY | 32.73 | -117.08
92106 | STANDARD | SAN DIEGO | CA | PRIMARY | 32.72 | -117.23
92107 | STANDARD | SAN DIEGO | CA | PRIMARY | 32.73 | -117.24
92108 | STANDARD | SAN DIEGO | CA | PRIMARY | 32.77 | -117.1
92109 | STANDARD | SAN DIEGO | CA | PRIMARY | 32.79 | -117.23
92110 | STANDARD | SAN DIEGO | CA | PRIMARY | 32.77 | -117.18
92111 | STANDARD | SAN DIEGO | CA | PRIMARY | 32.8 | -117.16
92112 | PO BOX | SAN DIEGO | CA | PRIMARY | 32.72 | -117.16
92113 | STANDARD | SAN DIEGO | CA | PRIMARY | 32.69 | -117.11
92114 | STANDARD | SAN DIEGO | CA | PRIMARY | 32.71 | -117.05
92115 | STANDARD | SAN DIEGO | CA | PRIMARY | 32.75 | -117.07
92116 | STANDARD | SAN DIEGO | CA | PRIMARY | 32.76 | -117.12
92117 | STANDARD | SAN DIEGO | CA | PRIMARY | 32.81 | -117.19
92118 | STANDARD | CORONADO | CA | PRIMARY | 32.65 | -117.14
92119 | STANDARD | SAN DIEGO | CA | PRIMARY | 32.81 | -117.03
92120 | STANDARD | SAN DIEGO | CA | PRIMARY | 32.79 | -117.06
92121 | STANDARD | SAN DIEGO | CA | PRIMARY | 32.9 | -117.2
92122 | STANDARD | SAN DIEGO | CA | PRIMARY | 32.85 | -117.2
92123 | STANDARD | SAN DIEGO | CA | PRIMARY | 32.8 | -117.13
92124 | STANDARD | SAN DIEGO | CA | PRIMARY | 32.82 | -117.08
92126 | STANDARD | SAN DIEGO | CA | PRIMARY | 32.88 | -117.13
92127 | STANDARD | SAN DIEGO | CA | PRIMARY | 33.02 | -117.12
92128 | STANDARD | SAN DIEGO | CA | PRIMARY | 32.99 | -117.07
92129 | STANDARD | SAN DIEGO | CA | PRIMARY | 32.96 | -117.12
92130 | STANDARD | SAN DIEGO | CA | PRIMARY | 32.95 | -117.19
92131 | STANDARD | SAN DIEGO | CA | PRIMARY | 32.89 | -117.07
92132 | UNIQUE | SAN DIEGO | CA | PRIMARY | 32.71 | -117.16
92134 | UNIQUE | SAN DIEGO | CA | PRIMARY | 32.72 | -117.14
92135 | STANDARD | SAN DIEGO | CA | PRIMARY | 32.7 | -117.18
92136 | UNIQUE | SAN DIEGO | CA | PRIMARY | 32.67 | -117.11
92137 | PO BOX | SAN DIEGO | CA | PRIMARY | 32.88 | -117.1
92138 | PO BOX | SAN DIEGO | CA | PRIMARY | 32.76 | -117.2
92139 | STANDARD | SAN DIEGO | CA | PRIMARY | 32.68 | -117.04
92140 | UNIQUE | SAN DIEGO | CA | PRIMARY | 32.73 | -117.19
92142 | PO BOX | SAN DIEGO | CA | PRIMARY | 32.83 | -117.09
92143 | PO BOX | SAN YSIDRO | CA | PRIMARY | 32.56 | -116.97
92145 | UNIQUE | SAN DIEGO | CA | PRIMARY | 32.87 | -117.15
92147 | UNIQUE | SAN DIEGO | CA | PRIMARY | 32.7 | -117.2
92149 | PO BOX | SAN DIEGO | CA | PRIMARY | 32.67 | -117.06
92150 | PO BOX | SAN DIEGO | CA | PRIMARY | 32.98 | -117.08
92152 | UNIQUE | SAN DIEGO | CA | PRIMARY | 32.69 | -117.24
92153 | PO BOX | SAN DIEGO | CA | PRIMARY | 32.56 | -117.08
92154 | STANDARD | SAN DIEGO | CA | PRIMARY | 32.56 | -117.01
92155 | UNIQUE | SAN DIEGO | CA | PRIMARY | 32.67 | -117.16
92158 | UNIQUE | SAN DIEGO | CA | PRIMARY | 32.56 | -116.97
92159 | PO BOX | SAN DIEGO | CA | PRIMARY | 32.8 | -117.03
92160 | PO BOX | SAN DIEGO | CA | PRIMARY | 32.78 | -117.09
92161 | UNIQUE | SAN DIEGO | CA | PRIMARY | 32.88 | -117.22
92162 | PO BOX | SAN DIEGO | CA | PRIMARY | 32.71 | -117.12
92163 | PO BOX | SAN DIEGO | CA | PRIMARY | 32.74 | -117.16
92164 | PO BOX | SAN DIEGO | CA | PRIMARY | 32.74 | -117.12
92165 | PO BOX | SAN DIEGO | CA | PRIMARY | 32.74 | -117.1
92166 | PO BOX | SAN DIEGO | CA | PRIMARY | 32.72 | -117.23
92167 | PO BOX | SAN DIEGO | CA | PRIMARY | 32.74 | -117.24
92168 | PO BOX | SAN DIEGO | CA | PRIMARY | 32.76 | -117.15
92169 | PO BOX | SAN DIEGO | CA | PRIMARY | 32.79 | -117.25
92170 | PO BOX | SAN DIEGO | CA | PRIMARY | 32.69 | -117.13
92171 | PO BOX | SAN DIEGO | CA | PRIMARY | 32.78 | -117.17
92172 | PO BOX | SAN DIEGO | CA | PRIMARY | 32.96 | -117.13
92173 | STANDARD | SAN YSIDRO | CA | PRIMARY | 32.55 | -117.04
92174 | PO BOX | SAN DIEGO | CA | PRIMARY | 32.7 | -117.08
92175 | PO BOX | SAN DIEGO | CA | PRIMARY | 32.76 | -117.06
92176 | PO BOX | SAN DIEGO | CA | PRIMARY | 32.76 | -117.12
92177 | PO BOX | SAN DIEGO | CA | PRIMARY | 32.82 | -117.19
92178 | PO BOX | CORONADO | CA | PRIMARY | 32.68 | -117.17
92179 | PO BOX | SAN DIEGO | CA | PRIMARY | 32.56 | -116.97
92182 | UNIQUE | SAN DIEGO | CA | PRIMARY | 32.76 | -117.07
92184 | UNIQUE | SAN DIEGO | CA | PRIMARY | 32.71 | -117.16
92186 | PO BOX | SAN DIEGO | CA | PRIMARY | 32.74 | -117.2
92187 | UNIQUE | SAN DIEGO | CA | PRIMARY | 32.72 | -117.16
92190 | PO BOX | SAN DIEGO | CA | PRIMARY | 32.78 | -117.09
92191 | PO BOX | SAN DIEGO | CA | PRIMARY | 32.9 | -117.21
92192 | PO BOX | SAN DIEGO | CA | PRIMARY | 32.85 | -117.21
92193 | PO BOX | SAN DIEGO | CA | PRIMARY | 32.8 | -117.14
92195 | PO BOX | SAN DIEGO | CA | PRIMARY | 32.74 | -117.05
92196 | PO BOX | SAN DIEGO | CA | PRIMARY | 32.91 | -117.12
92197 | STANDARD | SAN DIEGO | CA | PRIMARY | 32.83 | -117.2
92198 | PO BOX | SAN DIEGO | CA | PRIMARY | 32.99 | -117.07
92199 | STANDARD | SAN DIEGO | CA | PRIMARY | 32.99 | -117.07
92581 | PO BOX | SAN JACINTO | CA | PRIMARY | 33.78 | -116.95
92582 | STANDARD | SAN JACINTO | CA | PRIMARY | 33.81 | -117.02
92583 | STANDARD | SAN JACINTO | CA | PRIMARY | 33.79 | -116.93
92069 | STANDARD | SAN MARCOS | CA | PRIMARY | 33.15 | -117.17
92078 | STANDARD | SAN MARCOS | CA | PRIMARY | 33.11 | -117.16
92079 | PO BOX | SAN MARCOS | CA | PRIMARY | 33.14 | -117.16
92096 | UNIQUE | SAN MARCOS | CA | PRIMARY | 33.13 | -117.17
92070 | STANDARD | SANTA YSABEL | CA | PRIMARY | 33.18 | -116.73
92071 | STANDARD | SANTEE | CA | PRIMARY | 32.85 | -116.99
92072 | PO BOX | SANTEE | CA | PRIMARY | 32.83 | -117.03
92273 | PO BOX | SEELEY | CA | PRIMARY | 32.79 | -115.69
92384 | PO BOX | SHOSHONE | CA | PRIMARY | 35.97 | -116.2
92385 | PO BOX | SKYFOREST | CA | PRIMARY | 34.23 | -117.18
92075 | STANDARD | SOLANA BEACH | CA | PRIMARY | 32.99 | -117.25
91976 | PO BOX | SPRING VALLEY | CA | PRIMARY | 32.74 | -116.98
91977 | STANDARD | SPRING VALLEY | CA | PRIMARY | 32.71 | -116.99
91978 | STANDARD | SPRING VALLEY | CA | PRIMARY | 32.71 | -116.94
91979 | PO BOX | SPRING VALLEY | CA | PRIMARY | 32.73 | -116.97
92584 | STANDARD | MENIFEE | CA | PRIMARY | 33.65 | -117.18
92585 | STANDARD | SUN CITY | CA | PRIMARY | 33.74 | -117.18
92586 | STANDARD | SUN CITY | CA | PRIMARY | 33.7 | -117.19
92587 | STANDARD | SUN CITY | CA | PRIMARY | 33.69 | -117.24
91980 | STANDARD | TECATE | CA | PRIMARY | 32.59 | -116.58
91987 | UNIQUE | TECATE | CA | PRIMARY | 32.59 | -116.64
92389 | PO BOX | TECOPA | CA | PRIMARY | 35.85 | -116.22
92589 | PO BOX | TEMECULA | CA | PRIMARY | 33.51 | -117.1
92590 | STANDARD | TEMECULA | CA | PRIMARY | 33.48 | -117.22
92591 | STANDARD | TEMECULA | CA | PRIMARY | 33.53 | -117.1
92592 | STANDARD | TEMECULA | CA | PRIMARY | 33.53 | -117.04
92593 | PO BOX | TEMECULA | CA | PRIMARY | 33.5 | -117.15
92274 | STANDARD | THERMAL | CA | PRIMARY | 33.48 | -116.1
92275 | PO BOX | SALTON CITY | CA | PRIMARY | 33.28 | -115.92
92276 | STANDARD | THOUSAND PALMS | CA | PRIMARY | 33.8 | -116.36
92277 | STANDARD | TWENTYNINE PALMS | CA | PRIMARY | 34.24 | -115.86
92278 | STANDARD | TWENTYNINE PALMS | CA | PRIMARY | 34.27 | -116.1
92391 | PO BOX | TWIN PEAKS | CA | PRIMARY | 34.23 | -117.23
92082 | STANDARD | VALLEY CENTER | CA | PRIMARY | 33.25 | -116.98
92392 | STANDARD | VICTORVILLE | CA | PRIMARY | 34.49 | -117.36
92393 | PO BOX | VICTORVILLE | CA | PRIMARY | 34.48 | -117.31
92394 | STANDARD | VICTORVILLE | CA | PRIMARY | 34.57 | -117.33
92395 | STANDARD | VICTORVILLE | CA | PRIMARY | 34.48 | -117.36
92081 | STANDARD | VISTA | CA | PRIMARY | 33.18 | -117.24
92083 | STANDARD | VISTA | CA | PRIMARY | 33.18 | -117.24
92084 | STANDARD | VISTA | CA | PRIMARY | 33.21 | -117.2
92085 | PO BOX | VISTA | CA | PRIMARY | 33.19 | -117.23
92066 | STANDARD | RANCHITA | CA | PRIMARY | 33.21 | -116.47
92086 | STANDARD | WARNER SPRINGS | CA | PRIMARY | 33.28 | -116.6
92281 | STANDARD | WESTMORLAND | CA | PRIMARY | 33.03 | -115.55
92595 | STANDARD | WILDOMAR | CA | PRIMARY | 33.62 | -117.25
92596 | STANDARD | WINCHESTER | CA | PRIMARY | 33.63 | -117.07
92283 | STANDARD | WINTERHAVEN | CA | PRIMARY | 32.87 | -114.72
92397 | STANDARD | WRIGHTWOOD | CA | PRIMARY | 34.36 | -117.61
92398 | PO BOX | YERMO | CA | PRIMARY | 34.98 | -116.78
92399 | STANDARD | YUCAIPA | CA | PRIMARY | 34.04 | -117.01
92284 | STANDARD | YUCCA VALLEY | CA | PRIMARY | 34.15 | -116.41
92285 | STANDARD | LANDERS | CA | PRIMARY | 34.33 | -116.51
92286 | PO BOX | YUCCA VALLEY | CA | PRIMARY | 34.18 | -116.4
91714 | PO BOX | CITY OF INDUSTRY | CA | PRIMARY | 34.01 | -117.95
91715 | PO BOX | CITY OF INDUSTRY | CA | PRIMARY | 34.01 | -117.97
91716 | PO BOX | CITY OF INDUSTRY | CA | PRIMARY | 34 | -117.97
91801 | STANDARD | ALHAMBRA | CA | PRIMARY | 34.09 | -118.13
91802 | PO BOX | ALHAMBRA | CA | PRIMARY | 34.09 | -118.12
91803 | STANDARD | ALHAMBRA | CA | PRIMARY | 34.07 | -118.14
91804 | STANDARD | ALHAMBRA | CA | PRIMARY | 34.09 | -118.12
91896 | PO BOX | ALHAMBRA | CA | PRIMARY | 34.09 | -118.12
91899 | PO BOX | ALHAMBRA | CA | PRIMARY | 34.08 | -118.13
92801 | STANDARD | ANAHEIM | CA | PRIMARY | 33.84 | -117.95
92802 | STANDARD | ANAHEIM | CA | PRIMARY | 33.81 | -117.91
92803 | PO BOX | ANAHEIM | CA | PRIMARY | 33.84 | -117.93
92804 | STANDARD | ANAHEIM | CA | PRIMARY | 33.81 | -117.97
92805 | STANDARD | ANAHEIM | CA | PRIMARY | 33.82 | -117.91
92806 | STANDARD | ANAHEIM | CA | PRIMARY | 33.83 | -117.86
92807 | STANDARD | ANAHEIM | CA | PRIMARY | 33.85 | -117.79
92808 | STANDARD | ANAHEIM | CA | PRIMARY | 33.84 | -117.73
92809 | STANDARD | ANAHEIM | CA | PRIMARY | 33.86 | -117.74
92812 | PO BOX | ANAHEIM | CA | PRIMARY | 33.81 | -117.92
92814 | PO BOX | ANAHEIM | CA | PRIMARY | 33.81 | -117.96
92815 | PO BOX | ANAHEIM | CA | PRIMARY | 33.83 | -117.91
92816 | PO BOX | ANAHEIM | CA | PRIMARY | 33.83 | -117.88
92817 | PO BOX | ANAHEIM | CA | PRIMARY | 33.85 | -117.79
92825 | PO BOX | ANAHEIM | CA | PRIMARY | 33.83 | -117.91
92850 | UNIQUE | ANAHEIM | CA | PRIMARY | 33.84 | -117.95
92899 | STANDARD | ANAHEIM | CA | PRIMARY | 33.83 | -117.87
90701 | STANDARD | ARTESIA | CA | PRIMARY | 33.86 | -118.08
90702 | PO BOX | ARTESIA | CA | PRIMARY | 33.86 | -118.08
90703 | STANDARD | CERRITOS | CA | PRIMARY | 33.86 | -118.05
92811 | PO BOX | ATWOOD | CA | PRIMARY | 33.86 | -117.83
90704 | PO BOX | AVALON | CA | PRIMARY | 33.38 | -118.45
91702 | STANDARD | AZUSA | CA | PRIMARY | 34.17 | -117.87
91706 | STANDARD | BALDWIN PARK | CA | PRIMARY | 34.09 | -117.96
90706 | STANDARD | BELLFLOWER | CA | PRIMARY | 33.88 | -118.13
90707 | PO BOX | BELLFLOWER | CA | PRIMARY | 33.88 | -118.12
92821 | STANDARD | BREA | CA | PRIMARY | 33.92 | -117.86
92822 | PO BOX | BREA | CA | PRIMARY | 33.91 | -117.89
92823 | STANDARD | BREA | CA | PRIMARY | 33.92 | -117.8
90620 | STANDARD | BUENA PARK | CA | PRIMARY | 33.84 | -118
90621 | STANDARD | BUENA PARK | CA | PRIMARY | 33.87 | -117.99
90622 | PO BOX | BUENA PARK | CA | PRIMARY | 33.84 | -118
90623 | STANDARD | LA PALMA | CA | PRIMARY | 33.85 | -118.04
90624 | PO BOX | BUENA PARK | CA | PRIMARY | 33.85 | -118
91708 | STANDARD | CHINO | CA | PRIMARY | 34.02 | -117.68
91710 | STANDARD | CHINO | CA | PRIMARY | 33.98 | -117.65
91709 | STANDARD | CHINO HILLS | CA | PRIMARY | 33.94 | -117.72
91711 | STANDARD | CLAREMONT | CA | PRIMARY | 34.12 | -117.71
92877 | PO BOX | CORONA | CA | PRIMARY | 33.87 | -117.56
92878 | PO BOX | CORONA | CA | PRIMARY | 33.87 | -117.56
92879 | STANDARD | CORONA | CA | PRIMARY | 33.87 | -117.53
92880 | STANDARD | CORONA | CA | PRIMARY | 33.9 | -117.61
92881 | STANDARD | CORONA | CA | PRIMARY | 33.83 | -117.5
92882 | STANDARD | CORONA | CA | PRIMARY | 33.83 | -117.6
92883 | STANDARD | CORONA | CA | PRIMARY | 33.75 | -117.48
92625 | STANDARD | CORONA DEL MAR | CA | PRIMARY | 33.6 | -117.86
92626 | STANDARD | COSTA MESA | CA | PRIMARY | 33.67 | -117.9
92627 | STANDARD | COSTA MESA | CA | PRIMARY | 33.64 | -117.91
92628 | PO BOX | COSTA MESA | CA | PRIMARY | 33.64 | -117.91
91722 | STANDARD | COVINA | CA | PRIMARY | 34.09 | -117.9
91723 | STANDARD | COVINA | CA | PRIMARY | 34.08 | -117.88
91724 | STANDARD | COVINA | CA | PRIMARY | 34.07 | -117.84
90630 | STANDARD | CYPRESS | CA | PRIMARY | 33.81 | -118.03
92624 | STANDARD | CAPISTRANO BEACH | CA | PRIMARY | 33.45 | -117.66
92629 | STANDARD | DANA POINT | CA | PRIMARY | 33.47 | -117.7
91731 | STANDARD | EL MONTE | CA | PRIMARY | 34.08 | -118.03
91732 | STANDARD | EL MONTE | CA | PRIMARY | 34.07 | -118.01
91733 | STANDARD | SOUTH EL MONTE | CA | PRIMARY | 34.04 | -118.04
91734 | PO BOX | EL MONTE | CA | PRIMARY | 34.07 | -118.03
91735 | UNIQUE | EL MONTE | CA | PRIMARY | 34.07 | -118.02
92609 | PO BOX | EL TORO | CA | PRIMARY | 33.59 | -117.7
92630 | STANDARD | LAKE FOREST | CA | PRIMARY | 33.64 | -117.67
92831 | STANDARD | FULLERTON | CA | PRIMARY | 33.87 | -117.89
92832 | STANDARD | FULLERTON | CA | PRIMARY | 33.86 | -117.92
92833 | STANDARD | FULLERTON | CA | PRIMARY | 33.88 | -117.96
92834 | PO BOX | FULLERTON | CA | PRIMARY | 33.87 | -117.89
92835 | STANDARD | FULLERTON | CA | PRIMARY | 33.9 | -117.91
92836 | PO BOX | FULLERTON | CA | PRIMARY | 33.87 | -117.9
92837 | PO BOX | FULLERTON | CA | PRIMARY | 33.87 | -117.96
92838 | PO BOX | FULLERTON | CA | PRIMARY | 33.89 | -117.93
92840 | STANDARD | GARDEN GROVE | CA | PRIMARY | 33.78 | -117.93
92841 | STANDARD | GARDEN GROVE | CA | PRIMARY | 33.78 | -117.97
92842 | PO BOX | GARDEN GROVE | CA | PRIMARY | 33.77 | -117.94
92843 | STANDARD | GARDEN GROVE | CA | PRIMARY | 33.75 | -117.94
92844 | STANDARD | GARDEN GROVE | CA | PRIMARY | 33.76 | -117.97
92845 | STANDARD | GARDEN GROVE | CA | PRIMARY | 33.78 | -118.02
92846 | PO BOX | GARDEN GROVE | CA | PRIMARY | 33.78 | -118.03
91740 | STANDARD | GLENDORA | CA | PRIMARY | 34.11 | -117.85
91741 | STANDARD | GLENDORA | CA | PRIMARY | 34.14 | -117.85
91743 | PO BOX | GUASTI | CA | PRIMARY | 34.06 | -117.58
90710 | STANDARD | HARBOR CITY | CA | PRIMARY | 33.79 | -118.29
92605 | PO BOX | HUNTINGTON BEACH | CA | PRIMARY | 33.71 | -118
92615 | PO BOX | HUNTINGTON BEACH | CA | PRIMARY | 33.65 | -117.96
92646 | STANDARD | HUNTINGTON BEACH | CA | PRIMARY | 33.66 | -117.97
92647 | STANDARD | HUNTINGTON BEACH | CA | PRIMARY | 33.72 | -118
92648 | STANDARD | HUNTINGTON BEACH | CA | PRIMARY | 33.67 | -118
92649 | STANDARD | HUNTINGTON BEACH | CA | PRIMARY | 33.71 | -118.04
92602 | STANDARD | IRVINE | CA | PRIMARY | 33.74 | -117.76
92603 | STANDARD | IRVINE | CA | PRIMARY | 33.62 | -117.79
92604 | STANDARD | IRVINE | CA | PRIMARY | 33.69 | -117.78
92606 | STANDARD | IRVINE | CA | PRIMARY | 33.7 | -117.79
92612 | STANDARD | IRVINE | CA | PRIMARY | 33.63 | -117.81
92614 | STANDARD | IRVINE | CA | PRIMARY | 33.68 | -117.85
92616 | PO BOX | IRVINE | CA | PRIMARY | 33.64 | -117.83
92617 | STANDARD | IRVINE | CA | PRIMARY | 33.63 | -117.83
92618 | STANDARD | IRVINE | CA | PRIMARY | 33.67 | -117.73
92619 | PO BOX | IRVINE | CA | PRIMARY | 33.66 | -117.76
92620 | STANDARD | IRVINE | CA | PRIMARY | 33.7 | -117.76
92623 | PO BOX | IRVINE | CA | PRIMARY | 33.69 | -117.81
92650 | PO BOX | EAST IRVINE | CA | PRIMARY | 33.67 | -117.75
92697 | UNIQUE | IRVINE | CA | PRIMARY | 33.64 | -117.84
92607 | PO BOX | LAGUNA NIGUEL | CA | PRIMARY | 33.52 | -117.7
92637 | STANDARD | LAGUNA WOODS | CA | PRIMARY | 33.61 | -117.72
92651 | STANDARD | LAGUNA BEACH | CA | PRIMARY | 33.55 | -117.78
92652 | PO BOX | LAGUNA BEACH | CA | PRIMARY | 33.54 | -117.78
92653 | STANDARD | LAGUNA HILLS | CA | PRIMARY | 33.6 | -117.71
92654 | PO BOX | LAGUNA HILLS | CA | PRIMARY | 33.6 | -117.71
92656 | STANDARD | ALISO VIEJO | CA | PRIMARY | 33.57 | -117.72
92677 | STANDARD | LAGUNA NIGUEL | CA | PRIMARY | 33.53 | -117.7
92698 | UNIQUE | ALISO VIEJO | CA | PRIMARY | 33.67 | -117.83
90631 | STANDARD | LA HABRA | CA | PRIMARY | 33.94 | -117.95
90632 | PO BOX | LA HABRA | CA | PRIMARY | 33.91 | -117.95
90633 | PO BOX | LA HABRA | CA | PRIMARY | 33.93 | -117.94
90711 | PO BOX | LAKEWOOD | CA | PRIMARY | 33.84 | -118.14
90712 | STANDARD | LAKEWOOD | CA | PRIMARY | 33.84 | -118.14
90713 | STANDARD | LAKEWOOD | CA | PRIMARY | 33.85 | -118.11
90714 | PO BOX | LAKEWOOD | CA | PRIMARY | 33.85 | -118.13
90715 | STANDARD | LAKEWOOD | CA | PRIMARY | 33.84 | -118.07
90716 | STANDARD | HAWAIIAN GARDENS | CA | PRIMARY | 33.83 | -118.07
90637 | PO BOX | LA MIRADA | CA | PRIMARY | 33.89 | -118
90638 | STANDARD | LA MIRADA | CA | PRIMARY | 33.9 | -118
90639 | UNIQUE | LA MIRADA | CA | PRIMARY | 33.9 | -118.01
91744 | STANDARD | LA PUENTE | CA | PRIMARY | 34.02 | -117.93
91745 | STANDARD | HACIENDA HEIGHTS | CA | PRIMARY | 34 | -117.97
91746 | STANDARD | LA PUENTE | CA | PRIMARY | 34.04 | -117.98
91747 | PO BOX | LA PUENTE | CA | PRIMARY | 34.02 | -117.94
91748 | STANDARD | ROWLAND HEIGHTS | CA | PRIMARY | 33.97 | -117.9
91749 | PO BOX | LA PUENTE | CA | PRIMARY | 34.03 | -117.95
91750 | STANDARD | LA VERNE | CA | PRIMARY | 34.15 | -117.76
90717 | STANDARD | LOMITA | CA | PRIMARY | 33.79 | -118.31
90745 | STANDARD | CARSON | CA | PRIMARY | 33.82 | -118.26
90746 | STANDARD | CARSON | CA | PRIMARY | 33.86 | -118.25
90747 | UNIQUE | CARSON | CA | PRIMARY | 33.86 | -118.25
90749 | PO BOX | CARSON | CA | PRIMARY | 33.82 | -118.26
90755 | STANDARD | SIGNAL HILL | CA | PRIMARY | 33.8 | -118.16
90801 | PO BOX | LONG BEACH | CA | PRIMARY | 33.77 | -118.18
90802 | STANDARD | LONG BEACH | CA | PRIMARY | 33.75 | -118.2
90803 | STANDARD | LONG BEACH | CA | PRIMARY | 33.75 | -118.13
90804 | STANDARD | LONG BEACH | CA | PRIMARY | 33.78 | -118.14
90805 | STANDARD | LONG BEACH | CA | PRIMARY | 33.86 | -118.18
90806 | STANDARD | LONG BEACH | CA | PRIMARY | 33.81 | -118.18
90807 | STANDARD | LONG BEACH | CA | PRIMARY | 33.83 | -118.18
90808 | STANDARD | LONG BEACH | CA | PRIMARY | 33.82 | -118.11
90809 | PO BOX | LONG BEACH | CA | PRIMARY | 33.76 | -118.12
90810 | STANDARD | LONG BEACH | CA | PRIMARY | 33.81 | -118.22
90813 | STANDARD | LONG BEACH | CA | PRIMARY | 33.78 | -118.18
90814 | STANDARD | LONG BEACH | CA | PRIMARY | 33.77 | -118.14
90815 | STANDARD | LONG BEACH | CA | PRIMARY | 33.79 | -118.12
90822 | STANDARD | LONG BEACH | CA | PRIMARY | 33.77 | -118.11
90831 | STANDARD | LONG BEACH | CA | PRIMARY | 33.76 | -118.2
90832 | PO BOX | LONG BEACH | CA | PRIMARY | 33.76 | -118.19
90833 | STANDARD | LONG BEACH | CA | PRIMARY | 33.76 | -118.2
90834 | STANDARD | LONG BEACH | CA | PRIMARY | 33.76 | -118.2
90835 | STANDARD | LONG BEACH | CA | PRIMARY | 33.76 | -118.2
90840 | UNIQUE | LONG BEACH | CA | PRIMARY | 33.78 | -118.12
90842 | UNIQUE | LONG BEACH | CA | PRIMARY | 33.81 | -118.16
90844 | UNIQUE | LONG BEACH | CA | PRIMARY | 33.77 | -118.19
90846 | UNIQUE | LONG BEACH | CA | PRIMARY | 33.82 | -118.11
90847 | UNIQUE | LONG BEACH | CA | PRIMARY | 33.83 | -118.19
90848 | UNIQUE | LONG BEACH | CA | PRIMARY | 33.83 | -118.18
90853 | PO BOX | LONG BEACH | CA | PRIMARY | 33.75 | -118.13
90895 | UNIQUE | CARSON | CA | PRIMARY | 33.83 | -118.21
90899 | UNIQUE | LONG BEACH | CA | PRIMARY | 33.77 | -118.19
90720 | STANDARD | LOS ALAMITOS | CA | PRIMARY | 33.79 | -118.06
90721 | PO BOX | LOS ALAMITOS | CA | PRIMARY | 33.8 | -118.07
91752 | STANDARD | MIRA LOMA | CA | PRIMARY | 33.99 | -117.53
91763 | STANDARD | MONTCLAIR | CA | PRIMARY | 34.07 | -117.7
90640 | STANDARD | MONTEBELLO | CA | PRIMARY | 34 | -118.1
91754 | STANDARD | MONTEREY PARK | CA | PRIMARY | 34.05 | -118.14
91755 | STANDARD | MONTEREY PARK | CA | PRIMARY | 34.05 | -118.11
91756 | UNIQUE | MONTEREY PARK | CA | PRIMARY | 34.04 | -118.13
91759 | PO BOX | MT BALDY | CA | PRIMARY | 34.2 | -117.7
92657 | STANDARD | NEWPORT COAST | CA | PRIMARY | 33.6 | -117.82
92658 | PO BOX | NEWPORT BEACH | CA | PRIMARY | 33.63 | -117.86
92659 | PO BOX | NEWPORT BEACH | CA | PRIMARY | 33.62 | -117.92
92660 | STANDARD | NEWPORT BEACH | CA | PRIMARY | 33.62 | -117.87
92661 | STANDARD | NEWPORT BEACH | CA | PRIMARY | 33.6 | -117.9
92662 | STANDARD | NEWPORT BEACH | CA | PRIMARY | 33.6 | -117.89
92663 | STANDARD | NEWPORT BEACH | CA | PRIMARY | 33.62 | -117.93
92860 | STANDARD | NORCO | CA | PRIMARY | 33.93 | -117.56
90650 | STANDARD | NORWALK | CA | PRIMARY | 33.9 | -118.07
90651 | PO BOX | NORWALK | CA | PRIMARY | 33.9 | -118.07
90652 | PO BOX | NORWALK | CA | PRIMARY | 33.91 | -118.07
91758 | STANDARD | ONTARIO | CA | PRIMARY | 34.05 | -117.6
91761 | STANDARD | ONTARIO | CA | PRIMARY | 34.02 | -117.58
91762 | STANDARD | ONTARIO | CA | PRIMARY | 34.04 | -117.67
91764 | STANDARD | ONTARIO | CA | PRIMARY | 34.07 | -117.62
92856 | PO BOX | ORANGE | CA | PRIMARY | 33.78 | -117.84
92857 | PO BOX | ORANGE | CA | PRIMARY | 33.83 | -117.84
92859 | PO BOX | ORANGE | CA | PRIMARY | 33.8 | -117.78
92861 | STANDARD | VILLA PARK | CA | PRIMARY | 33.81 | -117.81
92862 | STANDARD | ORANGE | CA | PRIMARY | 33.79 | -117.71
92863 | PO BOX | ORANGE | CA | PRIMARY | 33.81 | -117.82
92864 | PO BOX | ORANGE | CA | PRIMARY | 33.81 | -117.82
92865 | STANDARD | ORANGE | CA | PRIMARY | 33.83 | -117.85
92866 | STANDARD | ORANGE | CA | PRIMARY | 33.78 | -117.84
92867 | STANDARD | ORANGE | CA | PRIMARY | 33.81 | -117.79
92868 | STANDARD | ORANGE | CA | PRIMARY | 33.78 | -117.86
92869 | STANDARD | ORANGE | CA | PRIMARY | 33.79 | -117.78
90723 | STANDARD | PARAMOUNT | CA | PRIMARY | 33.89 | -118.16
90660 | STANDARD | PICO RIVERA | CA | PRIMARY | 33.98 | -118.08
90661 | PO BOX | PICO RIVERA | CA | PRIMARY | 34 | -118.08
90662 | PO BOX | PICO RIVERA | CA | PRIMARY | 33.96 | -118.09
92870 | STANDARD | PLACENTIA | CA | PRIMARY | 33.88 | -117.85
92871 | PO BOX | PLACENTIA | CA | PRIMARY | 33.88 | -117.85
91765 | STANDARD | DIAMOND BAR | CA | PRIMARY | 33.99 | -117.81
91766 | STANDARD | POMONA | CA | PRIMARY | 34.03 | -117.75
91767 | STANDARD | POMONA | CA | PRIMARY | 34.08 | -117.73
91768 | STANDARD | POMONA | CA | PRIMARY | 34.06 | -117.79
91769 | PO BOX | POMONA | CA | PRIMARY | 34.06 | -117.75
91701 | STANDARD | RANCHO CUCAMONGA | CA | PRIMARY | 34.14 | -117.61
91729 | PO BOX | RANCHO CUCAMONGA | CA | PRIMARY | 34.09 | -117.56
91730 | STANDARD | RANCHO CUCAMONGA | CA | PRIMARY | 34.09 | -117.58
91737 | STANDARD | RANCHO CUCAMONGA | CA | PRIMARY | 34.19 | -117.61
91739 | STANDARD | RANCHO CUCAMONGA | CA | PRIMARY | 34.14 | -117.51
91770 | STANDARD | ROSEMEAD | CA | PRIMARY | 34.06 | -118.08
91771 | UNIQUE | ROSEMEAD | CA | PRIMARY | 34.06 | -118.08
91772 | UNIQUE | ROSEMEAD | CA | PRIMARY | 34.06 | -118.08
92672 | STANDARD | SAN CLEMENTE | CA | PRIMARY | 33.42 | -117.62
92673 | STANDARD | SAN CLEMENTE | CA | PRIMARY | 33.48 | -117.61
92674 | PO BOX | SAN CLEMENTE | CA | PRIMARY | 33.43 | -117.62
91773 | STANDARD | SAN DIMAS | CA | PRIMARY | 34.1 | -117.81
91775 | STANDARD | SAN GABRIEL | CA | PRIMARY | 34.11 | -118.08
91776 | STANDARD | SAN GABRIEL | CA | PRIMARY | 34.08 | -118.09
91778 | PO BOX | SAN GABRIEL | CA | PRIMARY | 34.1 | -118.1
92675 | STANDARD | SAN JUAN CAPISTRANO | CA | PRIMARY | 33.52 | -117.61
92690 | PO BOX | MISSION VIEJO | CA | PRIMARY | 33.61 | -117.64
92691 | STANDARD | MISSION VIEJO | CA | PRIMARY | 33.6 | -117.66
92692 | STANDARD | MISSION VIEJO | CA | PRIMARY | 33.6 | -117.64
92693 | PO BOX | SAN JUAN CAPISTRANO | CA | PRIMARY | 33.49 | -117.66
92694 | STANDARD | LADERA RANCH | CA | PRIMARY | 33.56 | -117.63
90731 | STANDARD | SAN PEDRO | CA | PRIMARY | 33.73 | -118.29
90732 | STANDARD | SAN PEDRO | CA | PRIMARY | 33.73 | -118.31
90733 | PO BOX | SAN PEDRO | CA | PRIMARY | 33.7 | -118.29
90734 | PO BOX | SAN PEDRO | CA | PRIMARY | 33.75 | -118.3
92701 | STANDARD | SANTA ANA | CA | PRIMARY | 33.75 | -117.85
92702 | PO BOX | SANTA ANA | CA | PRIMARY | 33.73 | -117.87
92703 | STANDARD | SANTA ANA | CA | PRIMARY | 33.74 | -117.89
92704 | STANDARD | SANTA ANA | CA | PRIMARY | 33.71 | -117.9
92705 | STANDARD | SANTA ANA | CA | PRIMARY | 33.76 | -117.79
92706 | STANDARD | SANTA ANA | CA | PRIMARY | 33.76 | -117.88
92707 | STANDARD | SANTA ANA | CA | PRIMARY | 33.71 | -117.87
92708 | STANDARD | FOUNTAIN VALLEY | CA | PRIMARY | 33.71 | -117.94
92711 | PO BOX | SANTA ANA | CA | PRIMARY | 33.76 | -117.8
92712 | PO BOX | SANTA ANA | CA | PRIMARY | 33.75 | -117.87
92725 | UNIQUE | SANTA ANA | CA | PRIMARY | 33.75 | -117.86
92728 | PO BOX | FOUNTAIN VALLEY | CA | PRIMARY | 33.71 | -117.92
92735 | PO BOX | SANTA ANA | CA | PRIMARY | 33.71 | -117.85
92799 | STANDARD | SANTA ANA | CA | PRIMARY | 33.71 | -117.9
90670 | STANDARD | SANTA FE SPRINGS | CA | PRIMARY | 33.92 | -118.06
90671 | PO BOX | SANTA FE SPRINGS | CA | PRIMARY | 33.93 | -118.06
90740 | STANDARD | SEAL BEACH | CA | PRIMARY | 33.75 | -118.07
92676 | STANDARD | SILVERADO | CA | PRIMARY | 33.75 | -117.63
90680 | STANDARD | STANTON | CA | PRIMARY | 33.79 | -117.99
90742 | PO BOX | SUNSET BEACH | CA | PRIMARY | 33.71 | -118.07
90743 | PO BOX | SURFSIDE | CA | PRIMARY | 33.72 | -118.08
91780 | STANDARD | TEMPLE CITY | CA | PRIMARY | 34.1 | -118.05
90501 | STANDARD | TORRANCE | CA | PRIMARY | 33.83 | -118.31
90502 | STANDARD | TORRANCE | CA | PRIMARY | 33.83 | -118.29
90503 | STANDARD | TORRANCE | CA | PRIMARY | 33.84 | -118.35
90504 | STANDARD | TORRANCE | CA | PRIMARY | 33.86 | -118.33
90505 | STANDARD | TORRANCE | CA | PRIMARY | 33.8 | -118.35
90506 | STANDARD | TORRANCE | CA | PRIMARY | 33.88 | -118.33
90507 | PO BOX | TORRANCE | CA | PRIMARY | 33.83 | -118.31
90508 | PO BOX | TORRANCE | CA | PRIMARY | 33.83 | -118.31
90509 | PO BOX | TORRANCE | CA | PRIMARY | 33.84 | -118.32
90510 | PO BOX | TORRANCE | CA | PRIMARY | 33.82 | -118.32
92610 | STANDARD | FOOTHILL RANCH | CA | PRIMARY | 33.7 | -117.67
92678 | PO BOX | TRABUCO CANYON | CA | PRIMARY | 33.66 | -117.59
92679 | STANDARD | TRABUCO CANYON | CA | PRIMARY | 33.61 | -117.54
92688 | STANDARD | RANCHO SANTA MARGARITA | CA | PRIMARY | 33.61 | -117.61
92780 | STANDARD | TUSTIN | CA | PRIMARY | 33.74 | -117.82
92781 | PO BOX | TUSTIN | CA | PRIMARY | 33.73 | -117.81
92782 | STANDARD | TUSTIN | CA | PRIMARY | 33.75 | -117.77
91784 | STANDARD | UPLAND | CA | PRIMARY | 34.14 | -117.65
91785 | PO BOX | UPLAND | CA | PRIMARY | 34.09 | -117.64
91786 | STANDARD | UPLAND | CA | PRIMARY | 34.1 | -117.66
91788 | PO BOX | WALNUT | CA | PRIMARY | 34.01 | -117.86
91789 | STANDARD | WALNUT | CA | PRIMARY | 34.01 | -117.85
91795 | UNIQUE | WALNUT | CA | PRIMARY | 34.02 | -117.85
91790 | STANDARD | WEST COVINA | CA | PRIMARY | 34.06 | -117.94
91791 | STANDARD | WEST COVINA | CA | PRIMARY | 34.06 | -117.89
91792 | STANDARD | WEST COVINA | CA | PRIMARY | 34.02 | -117.89
91793 | PO BOX | WEST COVINA | CA | PRIMARY | 34.06 | -117.92
92655 | STANDARD | MIDWAY CITY | CA | PRIMARY | 33.74 | -117.98
92683 | STANDARD | WESTMINSTER | CA | PRIMARY | 33.74 | -117.99
92684 | PO BOX | WESTMINSTER | CA | PRIMARY | 33.76 | -118
92685 | PO BOX | WESTMINSTER | CA | PRIMARY | 33.75 | -117.99
90601 | STANDARD | WHITTIER | CA | PRIMARY | 34 | -118.03
90602 | STANDARD | WHITTIER | CA | PRIMARY | 33.97 | -118.01
90603 | STANDARD | WHITTIER | CA | PRIMARY | 33.94 | -117.99
90604 | STANDARD | WHITTIER | CA | PRIMARY | 33.93 | -118
90605 | STANDARD | WHITTIER | CA | PRIMARY | 33.94 | -118.03
90606 | STANDARD | WHITTIER | CA | PRIMARY | 33.98 | -118.06
90607 | PO BOX | WHITTIER | CA | PRIMARY | 33.96 | -118.02
90608 | PO BOX | WHITTIER | CA | PRIMARY | 33.97 | -118.02
90609 | PO BOX | WHITTIER | CA | PRIMARY | 33.97 | -118.03
90610 | PO BOX | WHITTIER | CA | PRIMARY | 33.96 | -118.07
90744 | STANDARD | WILMINGTON | CA | PRIMARY | 33.77 | -118.26
90748 | PO BOX | WILMINGTON | CA | PRIMARY | 33.78 | -118.26
92885 | PO BOX | YORBA LINDA | CA | PRIMARY | 33.89 | -117.82
92886 | STANDARD | YORBA LINDA | CA | PRIMARY | 33.89 | -117.78
92887 | STANDARD | YORBA LINDA | CA | PRIMARY | 33.88 | -117.72
95410 | STANDARD | ALBION | CA | PRIMARY | 39.21 | -123.69
95511 | STANDARD | ALDERPOINT | CA | PRIMARY | 40.18 | -123.6
95412 | STANDARD | ANNAPOLIS | CA | PRIMARY | 38.71 | -123.33
95518 | PO BOX | ARCATA | CA | PRIMARY | 40.86 | -124.08
95519 | STANDARD | MCKINLEYVILLE | CA | PRIMARY | 40.94 | -124.02
95521 | STANDARD | ARCATA | CA | PRIMARY | 40.85 | -124.05
95524 | STANDARD | BAYSIDE | CA | PRIMARY | 40.81 | -124.01
94002 | STANDARD | BELMONT | CA | PRIMARY | 37.5 | -122.3
94920 | STANDARD | BELVEDERE TIBURON | CA | PRIMARY | 37.89 | -122.47
95514 | STANDARD | BLOCKSBURG | CA | PRIMARY | 40.31 | -123.65
95525 | STANDARD | BLUE LAKE | CA | PRIMARY | 40.96 | -123.85
94922 | STANDARD | BODEGA | CA | PRIMARY | 38.33 | -122.97
94923 | STANDARD | BODEGA BAY | CA | PRIMARY | 38.35 | -123.06
94924 | STANDARD | BOLINAS | CA | PRIMARY | 37.94 | -122.73
95415 | STANDARD | BOONVILLE | CA | PRIMARY | 38.99 | -123.36
95416 | PO BOX | BOYES HOT SPRINGS | CA | PRIMARY | 38.31 | -122.48
95526 | STANDARD | BRIDGEVILLE | CA | PRIMARY | 40.42 | -123.52
94005 | STANDARD | BRISBANE | CA | PRIMARY | 37.68 | -122.41
94010 | STANDARD | BURLINGAME | CA | PRIMARY | 37.56 | -122.37
94011 | PO BOX | BURLINGAME | CA | PRIMARY | 37.57 | -122.34
95527 | STANDARD | BURNT RANCH | CA | PRIMARY | 40.95 | -123.43
95419 | PO BOX | CAMP MEEKER | CA | PRIMARY | 38.42 | -122.95
95528 | STANDARD | CARLOTTA | CA | PRIMARY | 40.48 | -123.95
95421 | STANDARD | CAZADERO | CA | PRIMARY | 38.56 | -123.2
95422 | STANDARD | CLEARLAKE | CA | PRIMARY | 38.96 | -122.64
95423 | STANDARD | CLEARLAKE OAKS | CA | PRIMARY | 39.05 | -122.55
95424 | PO BOX | CLEARLAKE PARK | CA | PRIMARY | 38.97 | -122.66
95425 | STANDARD | CLOVERDALE | CA | PRIMARY | 38.78 | -122.92
95426 | PO BOX | COBB | CA | PRIMARY | 38.83 | -122.71
95427 | STANDARD | COMPTCHE | CA | PRIMARY | 39.24 | -123.53
94925 | STANDARD | CORTE MADERA | CA | PRIMARY | 37.92 | -122.51
94976 | PO BOX | CORTE MADERA | CA | PRIMARY | 37.92 | -122.52
94926 | UNIQUE | ROHNERT PARK | CA | PRIMARY | 38.32 | -122.7
94927 | PO BOX | ROHNERT PARK | CA | PRIMARY | 38.34 | -122.69
94928 | STANDARD | ROHNERT PARK | CA | PRIMARY | 38.34 | -122.7
94931 | STANDARD | COTATI | CA | PRIMARY | 38.31 | -122.7
95428 | STANDARD | COVELO | CA | PRIMARY | 39.82 | -123.16
95531 | STANDARD | CRESCENT CITY | CA | PRIMARY | 41.78 | -124.16
95532 | UNIQUE | CRESCENT CITY | CA | PRIMARY | 41.75 | -124.2
95538 | PO BOX | FORT DICK | CA | PRIMARY | 41.83 | -124.16
94014 | STANDARD | DALY CITY | CA | PRIMARY | 37.68 | -122.43
94015 | STANDARD | DALY CITY | CA | PRIMARY | 37.67 | -122.47
94016 | PO BOX | DALY CITY | CA | PRIMARY | 37.7 | -122.45
94017 | PO BOX | DALY CITY | CA | PRIMARY | 37.69 | -122.47
94929 | PO BOX | DILLON BEACH | CA | PRIMARY | 38.24 | -122.95
95430 | PO BOX | DUNCANS MILLS | CA | PRIMARY | 38.44 | -123.05
95431 | PO BOX | ELDRIDGE | CA | PRIMARY | 38.34 | -122.51
94018 | PO BOX | EL GRANADA | CA | PRIMARY | 37.5 | -122.47
95432 | STANDARD | ELK | CA | PRIMARY | 39.12 | -123.62
95433 | PO BOX | EL VERANO | CA | PRIMARY | 38.29 | -122.48
95501 | STANDARD | EUREKA | CA | PRIMARY | 40.8 | -124.15
95502 | PO BOX | EUREKA | CA | PRIMARY | 40.81 | -124.08
95503 | STANDARD | EUREKA | CA | PRIMARY | 40.71 | -124.11
95534 | PO BOX | CUTTEN | CA | PRIMARY | 40.79 | -124.15
94930 | STANDARD | FAIRFAX | CA | PRIMARY | 37.98 | -122.6
94978 | PO BOX | FAIRFAX | CA | PRIMARY | 37.98 | -122.58
95536 | STANDARD | FERNDALE | CA | PRIMARY | 40.45 | -124.26
95537 | PO BOX | FIELDS LANDING | CA | PRIMARY | 40.72 | -124.21
95435 | PO BOX | FINLEY | CA | PRIMARY | 39 | -122.87
94933 | PO BOX | FOREST KNOLLS | CA | PRIMARY | 38.01 | -122.69
95436 | STANDARD | FORESTVILLE | CA | PRIMARY | 38.48 | -122.9
95420 | STANDARD | CASPAR | CA | PRIMARY | 39.36 | -123.78
95437 | STANDARD | FORT BRAGG | CA | PRIMARY | 39.47 | -123.63
95488 | STANDARD | WESTPORT | CA | PRIMARY | 39.72 | -123.77
95540 | STANDARD | FORTUNA | CA | PRIMARY | 40.57 | -124.15
95439 | STANDARD | FULTON | CA | PRIMARY | 38.49 | -122.77
95542 | STANDARD | GARBERVILLE | CA | PRIMARY | 40.22 | -123.97
95543 | STANDARD | GASQUET | CA | PRIMARY | 41.84 | -123.85
95441 | STANDARD | GEYSERVILLE | CA | PRIMARY | 38.74 | -123.13
95442 | STANDARD | GLEN ELLEN | CA | PRIMARY | 38.38 | -122.52
95443 | STANDARD | GLENHAVEN | CA | PRIMARY | 39.04 | -122.74
95444 | STANDARD | GRATON | CA | PRIMARY | 38.43 | -122.86
95445 | STANDARD | GUALALA | CA | PRIMARY | 38.82 | -123.51
95497 | PO BOX | THE SEA RANCH | CA | PRIMARY | 38.7 | -123.44
95446 | STANDARD | GUERNEVILLE | CA | PRIMARY | 38.52 | -123.01
95471 | PO BOX | RIO NIDO | CA | PRIMARY | 38.52 | -122.97
94019 | STANDARD | HALF MOON BAY | CA | PRIMARY | 37.44 | -122.41
95448 | STANDARD | HEALDSBURG | CA | PRIMARY | 38.63 | -122.89
95545 | PO BOX | HONEYDEW | CA | PRIMARY | 40.25 | -124.13
95546 | STANDARD | HOOPA | CA | PRIMARY | 41.11 | -123.64
95449 | STANDARD | HOPLAND | CA | PRIMARY | 38.93 | -123.11
95547 | STANDARD | HYDESVILLE | CA | PRIMARY | 40.56 | -124.07
94937 | STANDARD | INVERNESS | CA | PRIMARY | 38.11 | -122.92
95450 | STANDARD | JENNER | CA | PRIMARY | 38.51 | -123.21
95451 | STANDARD | KELSEYVILLE | CA | PRIMARY | 38.91 | -122.79
95452 | STANDARD | KENWOOD | CA | PRIMARY | 38.42 | -122.54
95548 | STANDARD | KLAMATH | CA | PRIMARY | 41.59 | -124.06
95549 | STANDARD | KNEELAND | CA | PRIMARY | 40.67 | -123.88
95550 | STANDARD | KORBEL | CA | PRIMARY | 40.76 | -123.82
94938 | PO BOX | LAGUNITAS | CA | PRIMARY | 38.03 | -122.7
94020 | STANDARD | LA HONDA | CA | PRIMARY | 37.28 | -122.24
95453 | STANDARD | LAKEPORT | CA | PRIMARY | 39.04 | -122.93
94939 | STANDARD | LARKSPUR | CA | PRIMARY | 37.93 | -122.53
94977 | PO BOX | LARKSPUR | CA | PRIMARY | 37.93 | -122.53
95417 | STANDARD | BRANSCOMB | CA | PRIMARY | 39.69 | -123.61
95454 | STANDARD | LAYTONVILLE | CA | PRIMARY | 39.8 | -123.5
95585 | STANDARD | LEGGETT | CA | PRIMARY | 39.87 | -123.69
95456 | STANDARD | LITTLE RIVER | CA | PRIMARY | 39.25 | -123.73
95551 | STANDARD | LOLETA | CA | PRIMARY | 40.68 | -124.22
94021 | STANDARD | LOMA MAR | CA | PRIMARY | 37.27 | -122.26
94022 | STANDARD | LOS ALTOS | CA | PRIMARY | 37.36 | -122.14
94023 | PO BOX | LOS ALTOS | CA | PRIMARY | 37.37 | -122.11
94024 | STANDARD | LOS ALTOS | CA | PRIMARY | 37.34 | -122.11
95457 | STANDARD | LOWER LAKE | CA | PRIMARY | 38.88 | -122.55
95458 | STANDARD | LUCERNE | CA | PRIMARY | 39.12 | -122.76
95552 | STANDARD | MAD RIVER | CA | PRIMARY | 40.37 | -123.44
95459 | STANDARD | MANCHESTER | CA | PRIMARY | 39 | -123.62
94940 | STANDARD | MARSHALL | CA | PRIMARY | 38.16 | -122.84
95460 | STANDARD | MENDOCINO | CA | PRIMARY | 39.3 | -123.73
94025 | STANDARD | MENLO PARK | CA | PRIMARY | 37.45 | -122.17
94026 | PO BOX | MENLO PARK | CA | PRIMARY | 37.47 | -122.18
94027 | STANDARD | ATHERTON | CA | PRIMARY | 37.44 | -122.2
94028 | STANDARD | PORTOLA VALLEY | CA | PRIMARY | 37.37 | -122.21
95461 | STANDARD | MIDDLETOWN | CA | PRIMARY | 38.78 | -122.58
95467 | STANDARD | HIDDEN VALLEY LAKE | CA | PRIMARY | 38.8 | -122.55
94030 | STANDARD | MILLBRAE | CA | PRIMARY | 37.59 | -122.4
94941 | STANDARD | MILL VALLEY | CA | PRIMARY | 37.89 | -122.56
94942 | PO BOX | MILL VALLEY | CA | PRIMARY | 37.9 | -122.52
95553 | PO BOX | MIRANDA | CA | PRIMARY | 40.21 | -123.86
94037 | PO BOX | MONTARA | CA | PRIMARY | 37.54 | -122.5
95462 | STANDARD | MONTE RIO | CA | PRIMARY | 38.45 | -123.01
94038 | STANDARD | MOSS BEACH | CA | PRIMARY | 37.51 | -122.5
94035 | PO BOX | MOUNTAIN VIEW | CA | PRIMARY | 37.41 | -122.05
94039 | PO BOX | MOUNTAIN VIEW | CA | PRIMARY | 37.39 | -122.07
94040 | STANDARD | MOUNTAIN VIEW | CA | PRIMARY | 37.38 | -122.08
94041 | STANDARD | MOUNTAIN VIEW | CA | PRIMARY | 37.38 | -122.07
94042 | PO BOX | MOUNTAIN VIEW | CA | PRIMARY | 37.4 | -122.08
94043 | STANDARD | MOUNTAIN VIEW | CA | PRIMARY | 37.41 | -122.05
95554 | STANDARD | MYERS FLAT | CA | PRIMARY | 40.27 | -123.82
94946 | STANDARD | NICASIO | CA | PRIMARY | 38.07 | -122.68
95464 | STANDARD | NICE | CA | PRIMARY | 39.12 | -122.84
94945 | STANDARD | NOVATO | CA | PRIMARY | 38.13 | -122.56
94947 | STANDARD | NOVATO | CA | PRIMARY | 38.1 | -122.63
94948 | PO BOX | NOVATO | CA | PRIMARY | 38.13 | -122.56
94949 | STANDARD | NOVATO | CA | PRIMARY | 38.06 | -122.54
94998 | UNIQUE | NOVATO | CA | PRIMARY | 38.1 | -122.57
95465 | STANDARD | OCCIDENTAL | CA | PRIMARY | 38.41 | -123.01
94950 | PO BOX | OLEMA | CA | PRIMARY | 38.02 | -122.75
95555 | STANDARD | ORICK | CA | PRIMARY | 41.35 | -124.04
95556 | PO BOX | ORLEANS | CA | PRIMARY | 41.31 | -123.61
95568 | STANDARD | SOMES BAR | CA | PRIMARY | 41.47 | -123.46
94044 | STANDARD | PACIFICA | CA | PRIMARY | 37.6 | -122.45
94301 | STANDARD | PALO ALTO | CA | PRIMARY | 37.44 | -122.15
94302 | PO BOX | PALO ALTO | CA | PRIMARY | 37.44 | -122.15
94303 | STANDARD | PALO ALTO | CA | PRIMARY | 37.45 | -122.1
94304 | STANDARD | PALO ALTO | CA | PRIMARY | 37.37 | -122.18
94305 | STANDARD | STANFORD | CA | PRIMARY | 37.41 | -122.17
94306 | STANDARD | PALO ALTO | CA | PRIMARY | 37.41 | -122.13
94309 | PO BOX | PALO ALTO | CA | PRIMARY | 37.41 | -122.16
94951 | STANDARD | PENNGROVE | CA | PRIMARY | 38.31 | -122.64
94060 | STANDARD | PESCADERO | CA | PRIMARY | 37.2 | -122.3
94952 | STANDARD | PETALUMA | CA | PRIMARY | 38.21 | -122.76
94953 | PO BOX | PETALUMA | CA | PRIMARY | 38.26 | -122.63
94954 | STANDARD | PETALUMA | CA | PRIMARY | 38.23 | -122.56
94955 | PO BOX | PETALUMA | CA | PRIMARY | 38.22 | -122.55
94975 | PO BOX | PETALUMA | CA | PRIMARY | 38.32 | -122.64
94999 | STANDARD | PETALUMA | CA | PRIMARY | 38.32 | -122.64
95558 | STANDARD | PETROLIA | CA | PRIMARY | 40.24 | -124.21
95559 | PO BOX | PHILLIPSVILLE | CA | PRIMARY | 40.18 | -123.76
95463 | STANDARD | NAVARRO | CA | PRIMARY | 39.21 | -123.54
95466 | STANDARD | PHILO | CA | PRIMARY | 39.07 | -123.52
95587 | STANDARD | PIERCY | CA | PRIMARY | 39.95 | -123.74
95468 | STANDARD | POINT ARENA | CA | PRIMARY | 38.91 | -123.58
94956 | STANDARD | POINT REYES STATION | CA | PRIMARY | 38.07 | -122.86
95469 | STANDARD | POTTER VALLEY | CA | PRIMARY | 39.37 | -123.02
95569 | STANDARD | REDCREST | CA | PRIMARY | 40.37 | -123.84
95560 | STANDARD | REDWAY | CA | PRIMARY | 40.15 | -123.89
94061 | STANDARD | REDWOOD CITY | CA | PRIMARY | 37.46 | -122.24
94062 | STANDARD | REDWOOD CITY | CA | PRIMARY | 37.4 | -122.29
94063 | STANDARD | REDWOOD CITY | CA | PRIMARY | 37.49 | -122.21
94064 | PO BOX | REDWOOD CITY | CA | PRIMARY | 37.46 | -122.25
94065 | STANDARD | REDWOOD CITY | CA | PRIMARY | 37.53 | -122.24
95470 | STANDARD | REDWOOD VALLEY | CA | PRIMARY | 39.32 | -123.23
95562 | STANDARD | RIO DELL | CA | PRIMARY | 40.46 | -124.13
94957 | PO BOX | ROSS | CA | PRIMARY | 37.96 | -122.55
95563 | PO BOX | SALYER | CA | PRIMARY | 40.86 | -123.55
95564 | STANDARD | SAMOA | CA | PRIMARY | 40.79 | -124.19
94960 | STANDARD | SAN ANSELMO | CA | PRIMARY | 37.99 | -122.58
94979 | PO BOX | SAN ANSELMO | CA | PRIMARY | 37.97 | -122.56
94066 | STANDARD | SAN BRUNO | CA | PRIMARY | 37.62 | -122.43
94070 | STANDARD | SAN CARLOS | CA | PRIMARY | 37.49 | -122.26
94102 | STANDARD | SAN FRANCISCO | CA | PRIMARY | 37.77 | -122.41
94103 | STANDARD | SAN FRANCISCO | CA | PRIMARY | 37.77 | -122.41
94104 | STANDARD | SAN FRANCISCO | CA | PRIMARY | 37.79 | -122.4
94105 | STANDARD | SAN FRANCISCO | CA | PRIMARY | 37.78 | -122.39
94107 | STANDARD | SAN FRANCISCO | CA | PRIMARY | 37.76 | -122.39
94108 | STANDARD | SAN FRANCISCO | CA | PRIMARY | 37.79 | -122.4
94109 | STANDARD | SAN FRANCISCO | CA | PRIMARY | 37.79 | -122.42
94110 | STANDARD | SAN FRANCISCO | CA | PRIMARY | 37.74 | -122.41
94111 | STANDARD | SAN FRANCISCO | CA | PRIMARY | 37.79 | -122.39
94112 | STANDARD | SAN FRANCISCO | CA | PRIMARY | 37.72 | -122.44
94114 | STANDARD | SAN FRANCISCO | CA | PRIMARY | 37.75 | -122.43
94115 | STANDARD | SAN FRANCISCO | CA | PRIMARY | 37.78 | -122.43
94116 | STANDARD | SAN FRANCISCO | CA | PRIMARY | 37.74 | -122.48
94117 | STANDARD | SAN FRANCISCO | CA | PRIMARY | 37.76 | -122.44
94118 | STANDARD | SAN FRANCISCO | CA | PRIMARY | 37.78 | -122.46
94119 | PO BOX | SAN FRANCISCO | CA | PRIMARY | 37.78 | -122.45
94120 | PO BOX | SAN FRANCISCO | CA | PRIMARY | 37.79 | -122.4
94121 | STANDARD | SAN FRANCISCO | CA | PRIMARY | 37.77 | -122.49
94122 | STANDARD | SAN FRANCISCO | CA | PRIMARY | 37.76 | -122.48
94123 | STANDARD | SAN FRANCISCO | CA | PRIMARY | 37.8 | -122.43
94124 | STANDARD | SAN FRANCISCO | CA | PRIMARY | 37.73 | -122.38
94125 | PO BOX | SAN FRANCISCO | CA | PRIMARY | 37.73 | -122.38
94126 | PO BOX | SAN FRANCISCO | CA | PRIMARY | 37.79 | -122.39
94127 | STANDARD | SAN FRANCISCO | CA | PRIMARY | 37.73 | -122.45
94128 | STANDARD | SAN FRANCISCO | CA | PRIMARY | 37.61 | -122.38
94129 | STANDARD | SAN FRANCISCO | CA | PRIMARY | 37.79 | -122.46
94130 | STANDARD | SAN FRANCISCO | CA | PRIMARY | 37.81 | -122.36
94131 | STANDARD | SAN FRANCISCO | CA | PRIMARY | 37.74 | -122.44
94132 | STANDARD | SAN FRANCISCO | CA | PRIMARY | 37.72 | -122.48
94133 | STANDARD | SAN FRANCISCO | CA | PRIMARY | 37.8 | -122.41
94134 | STANDARD | SAN FRANCISCO | CA | PRIMARY | 37.72 | -122.41
94137 | UNIQUE | SAN FRANCISCO | CA | PRIMARY | 37.79 | -122.4
94139 | UNIQUE | SAN FRANCISCO | CA | PRIMARY | 37.79 | -122.4
94140 | PO BOX | SAN FRANCISCO | CA | PRIMARY | 37.75 | -122.41
94141 | PO BOX | SAN FRANCISCO | CA | PRIMARY | 37.76 | -122.41
94142 | PO BOX | SAN FRANCISCO | CA | PRIMARY | 37.78 | -122.41
94143 | UNIQUE | SAN FRANCISCO | CA | PRIMARY | 37.76 | -122.45
94144 | UNIQUE | SAN FRANCISCO | CA | PRIMARY | 37.78 | -122.46
94145 | UNIQUE | SAN FRANCISCO | CA | PRIMARY | 37.79 | -122.4
94146 | PO BOX | SAN FRANCISCO | CA | PRIMARY | 37.75 | -122.43
94147 | PO BOX | SAN FRANCISCO | CA | PRIMARY | 37.8 | -122.43
94151 | UNIQUE | SAN FRANCISCO | CA | PRIMARY | 37.79 | -122.39
94153 | UNIQUE | SAN FRANCISCO | CA | PRIMARY | 37.77 | -122.41
94154 | UNIQUE | SAN FRANCISCO | CA | PRIMARY | 37.77 | -122.41
94156 | UNIQUE | SAN FRANCISCO | CA | PRIMARY | 37.78 | -122.4
94158 | STANDARD | SAN FRANCISCO | CA | PRIMARY | 37.76 | -122.39
94159 | PO BOX | SAN FRANCISCO | CA | PRIMARY | 37.78 | -122.45
94160 | UNIQUE | SAN FRANCISCO | CA | PRIMARY | 37.71 | -122.4
94161 | UNIQUE | SAN FRANCISCO | CA | PRIMARY | 37.79 | -122.4
94162 | UNIQUE | SAN FRANCISCO | CA | PRIMARY | 37.78 | -122.4
94163 | UNIQUE | SAN FRANCISCO | CA | PRIMARY | 37.78 | -122.4
94164 | PO BOX | SAN FRANCISCO | CA | PRIMARY | 37.78 | -122.42
94171 | UNIQUE | SAN FRANCISCO | CA | PRIMARY | 37.77 | -122.41
94172 | PO BOX | SAN FRANCISCO | CA | PRIMARY | 37.76 | -122.48
94177 | UNIQUE | SAN FRANCISCO | CA | PRIMARY | 37.79 | -122.39
94188 | PO BOX | SAN FRANCISCO | CA | PRIMARY | 37.74 | -122.38
94963 | PO BOX | SAN GERONIMO | CA | PRIMARY | 38.02 | -122.63
94074 | STANDARD | SAN GREGORIO | CA | PRIMARY | 37.33 | -122.34
94401 | STANDARD | SAN MATEO | CA | PRIMARY | 37.57 | -122.32
94402 | STANDARD | SAN MATEO | CA | PRIMARY | 37.52 | -122.35
94403 | STANDARD | SAN MATEO | CA | PRIMARY | 37.54 | -122.3
94404 | STANDARD | SAN MATEO | CA | PRIMARY | 37.55 | -122.26
94497 | UNIQUE | SAN MATEO | CA | PRIMARY | 37.56 | -122.32
94964 | PO BOX | SAN QUENTIN | CA | PRIMARY | 37.94 | -122.49
94974 | STANDARD | SAN QUENTIN | CA | PRIMARY | 37.95 | -122.54
94901 | STANDARD | SAN RAFAEL | CA | PRIMARY | 37.97 | -122.5
94903 | STANDARD | SAN RAFAEL | CA | PRIMARY | 38.02 | -122.54
94904 | STANDARD | GREENBRAE | CA | PRIMARY | 37.94 | -122.56
94912 | PO BOX | SAN RAFAEL | CA | PRIMARY | 37.97 | -122.5
94913 | PO BOX | SAN RAFAEL | CA | PRIMARY | 38.02 | -122.54
94914 | PO BOX | KENTFIELD | CA | PRIMARY | 37.94 | -122.53
94915 | PO BOX | SAN RAFAEL | CA | PRIMARY | 37.95 | -122.5
95401 | STANDARD | SANTA ROSA | CA | PRIMARY | 38.44 | -122.78
95402 | PO BOX | SANTA ROSA | CA | PRIMARY | 38.47 | -122.6
95403 | STANDARD | SANTA ROSA | CA | PRIMARY | 38.5 | -122.76
95404 | STANDARD | SANTA ROSA | CA | PRIMARY | 38.45 | -122.68
95405 | STANDARD | SANTA ROSA | CA | PRIMARY | 38.43 | -122.67
95406 | PO BOX | SANTA ROSA | CA | PRIMARY | 38.45 | -122.72
95407 | STANDARD | SANTA ROSA | CA | PRIMARY | 38.39 | -122.75
95409 | STANDARD | SANTA ROSA | CA | PRIMARY | 38.45 | -122.59
94965 | STANDARD | SAUSALITO | CA | PRIMARY | 37.84 | -122.53
94966 | PO BOX | SAUSALITO | CA | PRIMARY | 37.86 | -122.49
95565 | STANDARD | SCOTIA | CA | PRIMARY | 40.42 | -124.01
95472 | STANDARD | SEBASTOPOL | CA | PRIMARY | 38.4 | -122.86
95473 | PO BOX | SEBASTOPOL | CA | PRIMARY | 38.4 | -122.82
95567 | STANDARD | SMITH RIVER | CA | PRIMARY | 41.93 | -124.08
95476 | STANDARD | SONOMA | CA | PRIMARY | 38.24 | -122.46
94080 | STANDARD | SOUTH SAN FRANCISCO | CA | PRIMARY | 37.65 | -122.42
94083 | PO BOX | SOUTH SAN FRANCISCO | CA | PRIMARY | 37.64 | -122.41
95480 | STANDARD | STEWARTS POINT | CA | PRIMARY | 38.64 | -123.37
94970 | STANDARD | STINSON BEACH | CA | PRIMARY | 37.91 | -122.66
94085 | STANDARD | SUNNYVALE | CA | PRIMARY | 37.38 | -122.01
94086 | STANDARD | SUNNYVALE | CA | PRIMARY | 37.36 | -122.02
94087 | STANDARD | SUNNYVALE | CA | PRIMARY | 37.35 | -122.03
94088 | PO BOX | SUNNYVALE | CA | PRIMARY | 37.39 | -122.03
94089 | STANDARD | SUNNYVALE | CA | PRIMARY | 37.42 | -122
95481 | PO BOX | TALMAGE | CA | PRIMARY | 39.12 | -123.16
94971 | PO BOX | TOMALES | CA | PRIMARY | 38.24 | -122.9
95570 | STANDARD | TRINIDAD | CA | PRIMARY | 41.13 | -124.04
95418 | PO BOX | CALPELLA | CA | PRIMARY | 39.15 | -123.2
95482 | STANDARD | UKIAH | CA | PRIMARY | 39.12 | -123.28
95485 | STANDARD | UPPER LAKE | CA | PRIMARY | 39.26 | -122.96
95493 | STANDARD | WITTER SPRINGS | CA | PRIMARY | 39.2 | -122.98
94972 | STANDARD | VALLEY FORD | CA | PRIMARY | 38.29 | -122.94
95486 | PO BOX | VILLA GRANDE | CA | PRIMARY | 38.47 | -123.03
95487 | PO BOX | VINEBURG | CA | PRIMARY | 38.25 | -122.45
95571 | PO BOX | WEOTT | CA | PRIMARY | 40.31 | -123.92
95589 | STANDARD | WHITETHORN | CA | PRIMARY | 40.07 | -123.92
95429 | STANDARD | DOS RIOS | CA | PRIMARY | 39.73 | -123.33
95490 | STANDARD | WILLITS | CA | PRIMARY | 39.49 | -123.36
95573 | STANDARD | WILLOW CREEK | CA | PRIMARY | 40.94 | -123.65
95492 | STANDARD | WINDSOR | CA | PRIMARY | 38.53 | -122.81
94973 | PO BOX | WOODACRE | CA | PRIMARY | 38 | -122.64
95494 | STANDARD | YORKVILLE | CA | PRIMARY | 38.88 | -123.29
95595 | STANDARD | ZENIA | CA | PRIMARY | 40.16 | -123.4
94501 | STANDARD | ALAMEDA | CA | PRIMARY | 37.77 | -122.27
94502 | STANDARD | ALAMEDA | CA | PRIMARY | 37.73 | -122.24
94507 | STANDARD | ALAMO | CA | PRIMARY | 37.84 | -121.97
95002 | PO BOX | ALVISO | CA | PRIMARY | 37.44 | -121.99
94508 | STANDARD | ANGWIN | CA | PRIMARY | 38.57 | -122.44
94576 | STANDARD | DEER PARK | CA | PRIMARY | 38.55 | -122.47
94509 | STANDARD | ANTIOCH | CA | PRIMARY | 37.99 | -121.81
94531 | STANDARD | ANTIOCH | CA | PRIMARY | 37.96 | -121.76
95001 | PO BOX | APTOS | CA | PRIMARY | 36.97 | -121.89
95003 | STANDARD | APTOS | CA | PRIMARY | 37 | -121.87
95004 | STANDARD | AROMAS | CA | PRIMARY | 36.87 | -121.63
94510 | STANDARD | BENICIA | CA | PRIMARY | 38.11 | -122.13
95005 | STANDARD | BEN LOMOND | CA | PRIMARY | 37.1 | -122.08
94701 | PO BOX | BERKELEY | CA | PRIMARY | 37.86 | -122.27
94702 | STANDARD | BERKELEY | CA | PRIMARY | 37.86 | -122.28
94703 | STANDARD | BERKELEY | CA | PRIMARY | 37.86 | -122.27
94704 | STANDARD | BERKELEY | CA | PRIMARY | 37.86 | -122.25
94705 | STANDARD | BERKELEY | CA | PRIMARY | 37.86 | -122.24
94706 | STANDARD | ALBANY | CA | PRIMARY | 37.88 | -122.29
94707 | STANDARD | BERKELEY | CA | PRIMARY | 37.9 | -122.28
94708 | STANDARD | BERKELEY | CA | PRIMARY | 37.9 | -122.26
94709 | STANDARD | BERKELEY | CA | PRIMARY | 37.87 | -122.26
94710 | STANDARD | BERKELEY | CA | PRIMARY | 37.87 | -122.3
94712 | PO BOX | BERKELEY | CA | PRIMARY | 37.86 | -122.26
94720 | UNIQUE | BERKELEY | CA | PRIMARY | 37.86 | -122.25
94511 | PO BOX | BETHEL ISLAND | CA | PRIMARY | 38.07 | -121.62
93920 | STANDARD | BIG SUR | CA | PRIMARY | 36.08 | -121.6
94512 | STANDARD | BIRDS LANDING | CA | PRIMARY | 38.12 | -121.81
95006 | STANDARD | BOULDER CREEK | CA | PRIMARY | 37.16 | -122.15
94513 | STANDARD | BRENTWOOD | CA | PRIMARY | 37.87 | -121.68
95007 | PO BOX | BROOKDALE | CA | PRIMARY | 37.1 | -122.11
94505 | STANDARD | DISCOVERY BAY | CA | PRIMARY | 37.86 | -121.64
94514 | STANDARD | BYRON | CA | PRIMARY | 37.85 | -121.62
94515 | STANDARD | CALISTOGA | CA | PRIMARY | 38.62 | -122.61
95008 | STANDARD | CAMPBELL | CA | PRIMARY | 37.28 | -121.95
95009 | PO BOX | CAMPBELL | CA | PRIMARY | 37.28 | -121.94
95011 | PO BOX | CAMPBELL | CA | PRIMARY | 37.29 | -121.95
94516 | PO BOX | CANYON | CA | PRIMARY | 37.82 | -122.16
95010 | STANDARD | CAPITOLA | CA | PRIMARY | 36.97 | -121.95
93921 | PO BOX | CARMEL BY THE SEA | CA | PRIMARY | 36.55 | -121.92
93922 | PO BOX | CARMEL | CA | PRIMARY | 36.48 | -121.74
93923 | STANDARD | CARMEL | CA | PRIMARY | 36.46 | -121.82
93924 | STANDARD | CARMEL VALLEY | CA | PRIMARY | 36.39 | -121.65
95012 | STANDARD | CASTROVILLE | CA | PRIMARY | 36.76 | -121.75
93925 | STANDARD | CHUALAR | CA | PRIMARY | 36.57 | -121.44
94517 | STANDARD | CLAYTON | CA | PRIMARY | 37.88 | -121.84
94518 | STANDARD | CONCORD | CA | PRIMARY | 37.95 | -122.02
94519 | STANDARD | CONCORD | CA | PRIMARY | 37.99 | -122
94520 | STANDARD | CONCORD | CA | PRIMARY | 38 | -122.03
94521 | STANDARD | CONCORD | CA | PRIMARY | 37.97 | -121.96
94522 | PO BOX | CONCORD | CA | PRIMARY | 38.01 | -122.02
94523 | STANDARD | PLEASANT HILL | CA | PRIMARY | 37.95 | -122.07
94524 | PO BOX | CONCORD | CA | PRIMARY | 37.97 | -122.05
94527 | PO BOX | CONCORD | CA | PRIMARY | 37.97 | -122.05
94529 | UNIQUE | CONCORD | CA | PRIMARY | 37.87 | -122.04
94525 | STANDARD | CROCKETT | CA | PRIMARY | 38.04 | -122.23
95014 | STANDARD | CUPERTINO | CA | PRIMARY | 37.3 | -122.09
95015 | PO BOX | CUPERTINO | CA | PRIMARY | 37.32 | -122.05
94506 | STANDARD | DANVILLE | CA | PRIMARY | 37.78 | -121.88
94526 | STANDARD | DANVILLE | CA | PRIMARY | 37.81 | -121.97
95017 | STANDARD | DAVENPORT | CA | PRIMARY | 37.09 | -122.24
94528 | PO BOX | DIABLO | CA | PRIMARY | 37.83 | -121.95
94530 | STANDARD | EL CERRITO | CA | PRIMARY | 37.91 | -122.3
94533 | STANDARD | FAIRFIELD | CA | PRIMARY | 38.28 | -122
94534 | STANDARD | FAIRFIELD | CA | PRIMARY | 38.23 | -122.12
94535 | STANDARD | TRAVIS AFB | CA | PRIMARY | 38.26 | -121.93
95018 | STANDARD | FELTON | CA | PRIMARY | 37.08 | -122.05
95019 | STANDARD | FREEDOM | CA | PRIMARY | 36.93 | -121.78
94536 | STANDARD | FREMONT | CA | PRIMARY | 37.56 | -121.98
94537 | PO BOX | FREMONT | CA | PRIMARY | 37.55 | -122.01
94538 | STANDARD | FREMONT | CA | PRIMARY | 37.5 | -121.96
94539 | STANDARD | FREMONT | CA | PRIMARY | 37.51 | -121.89
94555 | STANDARD | FREMONT | CA | PRIMARY | 37.55 | -122.07
95020 | STANDARD | GILROY | CA | PRIMARY | 37.06 | -121.55
95021 | PO BOX | GILROY | CA | PRIMARY | 37.01 | -121.55
93926 | STANDARD | GONZALES | CA | PRIMARY | 36.54 | -121.39
93927 | STANDARD | GREENFIELD | CA | PRIMARY | 36.26 | -121.37
94540 | PO BOX | HAYWARD | CA | PRIMARY | 37.65 | -122.09
94541 | STANDARD | HAYWARD | CA | PRIMARY | 37.67 | -122.08
94542 | STANDARD | HAYWARD | CA | PRIMARY | 37.65 | -122.04
94543 | PO BOX | HAYWARD | CA | PRIMARY | 37.67 | -122.08
94544 | STANDARD | HAYWARD | CA | PRIMARY | 37.63 | -122.04
94545 | STANDARD | HAYWARD | CA | PRIMARY | 37.62 | -122.11
94546 | STANDARD | CASTRO VALLEY | CA | PRIMARY | 37.7 | -122.08
94552 | STANDARD | CASTRO VALLEY | CA | PRIMARY | 37.69 | -122.01
94557 | PO BOX | HAYWARD | CA | PRIMARY | 37.62 | -122.1
95023 | STANDARD | HOLLISTER | CA | PRIMARY | 36.89 | -121.24
95024 | PO BOX | HOLLISTER | CA | PRIMARY | 36.84 | -121.39
93928 | PO BOX | JOLON | CA | PRIMARY | 36 | -121.34
93930 | STANDARD | KING CITY | CA | PRIMARY | 36.2 | -120.94
94548 | PO BOX | KNIGHTSEN | CA | PRIMARY | 37.97 | -121.65
94549 | STANDARD | LAFAYETTE | CA | PRIMARY | 37.9 | -122.11
94550 | STANDARD | LIVERMORE | CA | PRIMARY | 37.68 | -121.75
94551 | STANDARD | LIVERMORE | CA | PRIMARY | 37.77 | -121.75
93932 | PO BOX | LOCKWOOD | CA | PRIMARY | 35.99 | -121.06
95030 | STANDARD | LOS GATOS | CA | PRIMARY | 37.22 | -121.99
95031 | PO BOX | LOS GATOS | CA | PRIMARY | 37.12 | -121.93
95032 | STANDARD | LOS GATOS | CA | PRIMARY | 37.23 | -121.95
95033 | STANDARD | LOS GATOS | CA | PRIMARY | 37.13 | -121.94
93933 | STANDARD | MARINA | CA | PRIMARY | 36.67 | -121.79
94553 | STANDARD | MARTINEZ | CA | PRIMARY | 37.98 | -122.15
95035 | STANDARD | MILPITAS | CA | PRIMARY | 37.44 | -121.87
95036 | PO BOX | MILPITAS | CA | PRIMARY | 37.24 | -121.97
93940 | STANDARD | MONTEREY | CA | PRIMARY | 36.6 | -121.88
93942 | PO BOX | MONTEREY | CA | PRIMARY | 36.61 | -121.89
93943 | STANDARD | MONTEREY | CA | PRIMARY | 36.57 | -121.83
93944 | PO BOX | MONTEREY | CA | PRIMARY | 36.57 | -121.83
94556 | STANDARD | MORAGA | CA | PRIMARY | 37.83 | -122.1
94570 | PO BOX | MORAGA | CA | PRIMARY | 38.11 | -122.13
94575 | PO BOX | MORAGA | CA | PRIMARY | 37.84 | -122.12
95037 | STANDARD | MORGAN HILL | CA | PRIMARY | 37.17 | -121.65
95038 | PO BOX | MORGAN HILL | CA | PRIMARY | 37.08 | -121.61
95039 | STANDARD | MOSS LANDING | CA | PRIMARY | 36.84 | -121.77
95041 | PO BOX | MOUNT HERMON | CA | PRIMARY | 37.05 | -122.05
94558 | STANDARD | NAPA | CA | PRIMARY | 38.55 | -122.15
94559 | STANDARD | NAPA | CA | PRIMARY | 38.23 | -122.29
94581 | PO BOX | NAPA | CA | PRIMARY | 38.29 | -122.28
95042 | PO BOX | NEW ALMADEN | CA | PRIMARY | 37.17 | -121.82
94560 | STANDARD | NEWARK | CA | PRIMARY | 37.51 | -122.04
94601 | STANDARD | OAKLAND | CA | PRIMARY | 37.77 | -122.21
94602 | STANDARD | OAKLAND | CA | PRIMARY | 37.8 | -122.21
94603 | STANDARD | OAKLAND | CA | PRIMARY | 37.73 | -122.17
94604 | PO BOX | OAKLAND | CA | PRIMARY | 37.8 | -122.26
94605 | STANDARD | OAKLAND | CA | PRIMARY | 37.75 | -122.13
94606 | STANDARD | OAKLAND | CA | PRIMARY | 37.78 | -122.24
94607 | STANDARD | OAKLAND | CA | PRIMARY | 37.81 | -122.3
94608 | STANDARD | EMERYVILLE | CA | PRIMARY | 37.83 | -122.29
94609 | STANDARD | OAKLAND | CA | PRIMARY | 37.83 | -122.26
94610 | STANDARD | OAKLAND | CA | PRIMARY | 37.81 | -122.24
94611 | STANDARD | OAKLAND | CA | PRIMARY | 37.83 | -122.22
94612 | STANDARD | OAKLAND | CA | PRIMARY | 37.8 | -122.27
94613 | PO BOX | OAKLAND | CA | PRIMARY | 37.78 | -122.18
94614 | PO BOX | OAKLAND | CA | PRIMARY | 37.72 | -122.2
94615 | STANDARD | OAKLAND | CA | PRIMARY | 37.8 | -122.29
94617 | STANDARD | OAKLAND | CA | PRIMARY | 37.75 | -122.14
94618 | STANDARD | OAKLAND | CA | PRIMARY | 37.84 | -122.23
94619 | STANDARD | OAKLAND | CA | PRIMARY | 37.78 | -122.12
94620 | PO BOX | PIEDMONT | CA | PRIMARY | 37.77 | -122.21
94621 | STANDARD | OAKLAND | CA | PRIMARY | 37.73 | -122.2
94622 | UNIQUE | OAKLAND | CA | PRIMARY | 37.74 | -122.19
94623 | PO BOX | OAKLAND | CA | PRIMARY | 37.8 | -122.29
94624 | PO BOX | OAKLAND | CA | PRIMARY | 37.74 | -122.17
94649 | UNIQUE | OAKLAND | CA | PRIMARY | 37.8 | -122.26
94659 | UNIQUE | OAKLAND | CA | PRIMARY | 37.81 | -122.26
94660 | UNIQUE | OAKLAND | CA | PRIMARY | 37.79 | -122.27
94661 | PO BOX | OAKLAND | CA | PRIMARY | 37.82 | -122.2
94662 | PO BOX | EMERYVILLE | CA | PRIMARY | 37.84 | -122.29
94666 | UNIQUE | OAKLAND | CA | PRIMARY | 37.8 | -122.26
94561 | STANDARD | OAKLEY | CA | PRIMARY | 37.99 | -121.68
94562 | PO BOX | OAKVILLE | CA | PRIMARY | 38.42 | -122.4
94563 | STANDARD | ORINDA | CA | PRIMARY | 37.89 | -122.19
93950 | STANDARD | PACIFIC GROVE | CA | PRIMARY | 36.61 | -121.92
95043 | STANDARD | PAICINES | CA | PRIMARY | 36.53 | -120.96
93953 | STANDARD | PEBBLE BEACH | CA | PRIMARY | 36.58 | -121.94
94564 | STANDARD | PINOLE | CA | PRIMARY | 37.99 | -122.27
94565 | STANDARD | PITTSBURG | CA | PRIMARY | 38 | -121.83
94566 | STANDARD | PLEASANTON | CA | PRIMARY | 37.65 | -121.85
94568 | STANDARD | DUBLIN | CA | PRIMARY | 37.71 | -121.91
94588 | STANDARD | PLEASANTON | CA | PRIMARY | 37.67 | -121.93
94567 | STANDARD | POPE VALLEY | CA | PRIMARY | 38.67 | -122.44
94569 | PO BOX | PORT COSTA | CA | PRIMARY | 38.03 | -122.19
95026 | PO BOX | HOLY CITY | CA | PRIMARY | 37.15 | -121.98
95044 | PO BOX | REDWOOD ESTATES | CA | PRIMARY | 37.15 | -121.98
94801 | STANDARD | RICHMOND | CA | PRIMARY | 37.96 | -122.38
94802 | PO BOX | RICHMOND | CA | PRIMARY | 37.93 | -122.35
94803 | STANDARD | EL SOBRANTE | CA | PRIMARY | 37.95 | -122.26
94804 | STANDARD | RICHMOND | CA | PRIMARY | 37.92 | -122.34
94805 | STANDARD | RICHMOND | CA | PRIMARY | 37.94 | -122.31
94806 | STANDARD | SAN PABLO | CA | PRIMARY | 37.98 | -122.33
94807 | PO BOX | RICHMOND | CA | PRIMARY | 37.92 | -122.35
94808 | PO BOX | RICHMOND | CA | PRIMARY | 37.93 | -122.34
94820 | PO BOX | EL SOBRANTE | CA | PRIMARY | 37.97 | -122.29
94850 | STANDARD | RICHMOND | CA | PRIMARY | 37.94 | -122.38
94571 | STANDARD | RIO VISTA | CA | PRIMARY | 38.18 | -121.73
94547 | STANDARD | HERCULES | CA | PRIMARY | 38.01 | -122.25
94572 | STANDARD | RODEO | CA | PRIMARY | 38.03 | -122.23
94573 | PO BOX | RUTHERFORD | CA | PRIMARY | 38.45 | -122.41
94574 | STANDARD | SAINT HELENA | CA | PRIMARY | 38.55 | -122.39
93901 | STANDARD | SALINAS | CA | PRIMARY | 36.64 | -121.62
93902 | PO BOX | SALINAS | CA | PRIMARY | 36.67 | -121.65
93905 | STANDARD | SALINAS | CA | PRIMARY | 36.67 | -121.61
93906 | STANDARD | SALINAS | CA | PRIMARY | 36.72 | -121.63
93907 | STANDARD | SALINAS | CA | PRIMARY | 36.76 | -121.65
93908 | STANDARD | SALINAS | CA | PRIMARY | 36.61 | -121.62
93912 | PO BOX | SALINAS | CA | PRIMARY | 36.73 | -121.68
93915 | PO BOX | SALINAS | CA | PRIMARY | 36.67 | -121.62
93962 | PO BOX | SPRECKELS | CA | PRIMARY | 36.62 | -121.64
95013 | PO BOX | COYOTE | CA | PRIMARY | 37.2 | -121.72
95101 | STANDARD | SAN JOSE | CA | PRIMARY | 37.38 | -121.89
95103 | PO BOX | SAN JOSE | CA | PRIMARY | 37.33 | -121.89
95106 | PO BOX | SAN JOSE | CA | PRIMARY | 37.33 | -121.89
95108 | PO BOX | SAN JOSE | CA | PRIMARY | 37.33 | -122.08
95109 | PO BOX | SAN JOSE | CA | PRIMARY | 37.33 | -121.89
95110 | STANDARD | SAN JOSE | CA | PRIMARY | 37.34 | -121.9
95111 | STANDARD | SAN JOSE | CA | PRIMARY | 37.28 | -121.83
95112 | STANDARD | SAN JOSE | CA | PRIMARY | 37.34 | -121.88
95113 | STANDARD | SAN JOSE | CA | PRIMARY | 37.33 | -121.89
95115 | PO BOX | SAN JOSE | CA | PRIMARY | 37.3 | -121.89
95116 | STANDARD | SAN JOSE | CA | PRIMARY | 37.35 | -121.85
95117 | STANDARD | SAN JOSE | CA | PRIMARY | 37.31 | -121.96
95118 | STANDARD | SAN JOSE | CA | PRIMARY | 37.25 | -121.88
95119 | STANDARD | SAN JOSE | CA | PRIMARY | 37.22 | -121.78
95120 | STANDARD | SAN JOSE | CA | PRIMARY | 37.19 | -121.83
95121 | STANDARD | SAN JOSE | CA | PRIMARY | 37.3 | -121.8
95122 | STANDARD | SAN JOSE | CA | PRIMARY | 37.33 | -121.83
95123 | STANDARD | SAN JOSE | CA | PRIMARY | 37.23 | -121.82
95124 | STANDARD | SAN JOSE | CA | PRIMARY | 37.25 | -121.92
95125 | STANDARD | SAN JOSE | CA | PRIMARY | 37.29 | -121.88
95126 | STANDARD | SAN JOSE | CA | PRIMARY | 37.32 | -121.91
95127 | STANDARD | SAN JOSE | CA | PRIMARY | 37.37 | -121.75
95128 | STANDARD | SAN JOSE | CA | PRIMARY | 37.31 | -121.93
95129 | STANDARD | SAN JOSE | CA | PRIMARY | 37.3 | -122
95130 | STANDARD | SAN JOSE | CA | PRIMARY | 37.28 | -121.98
95131 | STANDARD | SAN JOSE | CA | PRIMARY | 37.38 | -121.9
95132 | STANDARD | SAN JOSE | CA | PRIMARY | 37.42 | -121.77
95133 | STANDARD | SAN JOSE | CA | PRIMARY | 37.37 | -121.86
95134 | STANDARD | SAN JOSE | CA | PRIMARY | 37.42 | -121.94
95135 | STANDARD | SAN JOSE | CA | PRIMARY | 37.25 | -121.67
95136 | STANDARD | SAN JOSE | CA | PRIMARY | 37.27 | -121.84
95138 | STANDARD | SAN JOSE | CA | PRIMARY | 37.24 | -121.73
95139 | STANDARD | SAN JOSE | CA | PRIMARY | 37.21 | -121.75
95140 | STANDARD | MOUNT HAMILTON | CA | PRIMARY | 37.36 | -121.67
95141 | STANDARD | SAN JOSE | CA | PRIMARY | 37.17 | -121.75
95148 | STANDARD | SAN JOSE | CA | PRIMARY | 37.33 | -121.77
95150 | PO BOX | SAN JOSE | CA | PRIMARY | 37.29 | -121.91
95151 | PO BOX | SAN JOSE | CA | PRIMARY | 37.29 | -121.78
95152 | PO BOX | SAN JOSE | CA | PRIMARY | 37.41 | -121.82
95153 | PO BOX | SAN JOSE | CA | PRIMARY | 37.24 | -121.84
95154 | PO BOX | SAN JOSE | CA | PRIMARY | 37.26 | -121.91
95155 | PO BOX | SAN JOSE | CA | PRIMARY | 37.31 | -121.9
95156 | PO BOX | SAN JOSE | CA | PRIMARY | 37.35 | -121.84
95157 | PO BOX | SAN JOSE | CA | PRIMARY | 37.3 | -121.97
95158 | PO BOX | SAN JOSE | CA | PRIMARY | 37.26 | -121.87
95159 | PO BOX | SAN JOSE | CA | PRIMARY | 37.31 | -121.93
95160 | PO BOX | SAN JOSE | CA | PRIMARY | 37.21 | -121.86
95161 | PO BOX | SAN JOSE | CA | PRIMARY | 37.38 | -121.89
95164 | PO BOX | SAN JOSE | CA | PRIMARY | 37.39 | -121.92
95170 | PO BOX | SAN JOSE | CA | PRIMARY | 37.31 | -122
95172 | PO BOX | SAN JOSE | CA | PRIMARY | 37.33 | -121.88
95173 | PO BOX | SAN JOSE | CA | PRIMARY | 37.33 | -121.89
95190 | UNIQUE | SAN JOSE | CA | PRIMARY | 37.37 | -121.9
95191 | UNIQUE | SAN JOSE | CA | PRIMARY | 37.32 | -121.91
95192 | UNIQUE | SAN JOSE | CA | PRIMARY | 37.34 | -121.89
95193 | UNIQUE | SAN JOSE | CA | PRIMARY | 37.24 | -121.83
95194 | UNIQUE | SAN JOSE | CA | PRIMARY | 37.34 | -121.88
95196 | UNIQUE | SAN JOSE | CA | PRIMARY | 37.33 | -121.89
95045 | STANDARD | SAN JUAN BAUTISTA | CA | PRIMARY | 36.83 | -121.51
94577 | STANDARD | SAN LEANDRO | CA | PRIMARY | 37.71 | -122.16
94578 | STANDARD | SAN LEANDRO | CA | PRIMARY | 37.7 | -122.12
94579 | STANDARD | SAN LEANDRO | CA | PRIMARY | 37.68 | -122.15
94580 | STANDARD | SAN LORENZO | CA | PRIMARY | 37.68 | -122.13
93954 | PO BOX | SAN LUCAS | CA | PRIMARY | 36.13 | -120.86
95046 | STANDARD | SAN MARTIN | CA | PRIMARY | 37.1 | -121.6
94582 | STANDARD | SAN RAMON | CA | PRIMARY | 37.76 | -121.93
94583 | STANDARD | SAN RAMON | CA | PRIMARY | 37.78 | -121.99
95050 | STANDARD | SANTA CLARA | CA | PRIMARY | 37.34 | -121.95
95051 | STANDARD | SANTA CLARA | CA | PRIMARY | 37.35 | -121.98
95052 | PO BOX | SANTA CLARA | CA | PRIMARY | 37.35 | -121.95
95053 | UNIQUE | SANTA CLARA | CA | PRIMARY | 37.34 | -121.93
95054 | STANDARD | SANTA CLARA | CA | PRIMARY | 37.39 | -121.96
95055 | PO BOX | SANTA CLARA | CA | PRIMARY | 37.33 | -121.98
95056 | PO BOX | SANTA CLARA | CA | PRIMARY | 37.4 | -121.96
95060 | STANDARD | SANTA CRUZ | CA | PRIMARY | 37.04 | -122.1
95061 | PO BOX | SANTA CRUZ | CA | PRIMARY | 36.97 | -122.02
95062 | STANDARD | SANTA CRUZ | CA | PRIMARY | 36.97 | -121.98
95063 | PO BOX | SANTA CRUZ | CA | PRIMARY | 36.97 | -122
95064 | STANDARD | SANTA CRUZ | CA | PRIMARY | 36.98 | -122.06
95065 | STANDARD | SANTA CRUZ | CA | PRIMARY | 37.03 | -121.98
95066 | STANDARD | SCOTTS VALLEY | CA | PRIMARY | 37.06 | -122.01
95067 | PO BOX | SCOTTS VALLEY | CA | PRIMARY | 36.97 | -122.03
95070 | STANDARD | SARATOGA | CA | PRIMARY | 37.25 | -122.06
95071 | PO BOX | SARATOGA | CA | PRIMARY | 37.25 | -122.03
93955 | STANDARD | SEASIDE | CA | PRIMARY | 36.62 | -121.82
93960 | STANDARD | SOLEDAD | CA | PRIMARY | 36.39 | -121.3
95073 | STANDARD | SOQUEL | CA | PRIMARY | 37.02 | -121.94
94585 | STANDARD | SUISUN CITY | CA | PRIMARY | 38.16 | -121.93
94586 | STANDARD | SUNOL | CA | PRIMARY | 37.56 | -121.84
95075 | STANDARD | TRES PINOS | CA | PRIMARY | 36.77 | -121.29
94587 | STANDARD | UNION CITY | CA | PRIMARY | 37.59 | -122.06
94503 | STANDARD | AMERICAN CANYON | CA | PRIMARY | 38.18 | -122.25
94589 | STANDARD | VALLEJO | CA | PRIMARY | 38.13 | -122.25
94590 | STANDARD | VALLEJO | CA | PRIMARY | 38.09 | -122.25
94591 | STANDARD | VALLEJO | CA | PRIMARY | 38.11 | -122.2
94592 | STANDARD | VALLEJO | CA | PRIMARY | 38.11 | -122.29
94595 | STANDARD | WALNUT CREEK | CA | PRIMARY | 37.86 | -122.07
94596 | STANDARD | WALNUT CREEK | CA | PRIMARY | 37.89 | -122.03
94597 | STANDARD | WALNUT CREEK | CA | PRIMARY | 37.91 | -122.07
94598 | STANDARD | WALNUT CREEK | CA | PRIMARY | 37.91 | -122.01
95076 | STANDARD | WATSONVILLE | CA | PRIMARY | 36.95 | -121.72
95077 | PO BOX | WATSONVILLE | CA | PRIMARY | 36.91 | -121.75
94599 | STANDARD | YOUNTVILLE | CA | PRIMARY | 38.41 | -122.36
95220 | STANDARD | ACAMPO | CA | PRIMARY | 38.19 | -121.25
96006 | STANDARD | ADIN | CA | PRIMARY | 41.15 | -120.89
93601 | STANDARD | AHWAHNEE | CA | PRIMARY | 37.39 | -119.73
95910 | STANDARD | ALLEGHANY | CA | PRIMARY | 39.46 | -120.84
95701 | PO BOX | ALTA | CA | PRIMARY | 39.21 | -120.79
95715 | PO BOX | EMIGRANT GAP | CA | PRIMARY | 39.25 | -120.69
95601 | PO BOX | AMADOR CITY | CA | PRIMARY | 38.43 | -120.84
96007 | STANDARD | ANDERSON | CA | PRIMARY | 40.44 | -122.35
95221 | PO BOX | ALTAVILLE | CA | PRIMARY | 38.07 | -120.55
95222 | STANDARD | ANGELS CAMP | CA | PRIMARY | 38.04 | -120.61
95703 | STANDARD | APPLEGATE | CA | PRIMARY | 39 | -120.99
95912 | STANDARD | ARBUCKLE | CA | PRIMARY | 39.02 | -122.04
95223 | STANDARD | ARNOLD | CA | PRIMARY | 38.35 | -120.2
95913 | PO BOX | ARTOIS | CA | PRIMARY | 39.72 | -122.14
95301 | STANDARD | ATWATER | CA | PRIMARY | 37.32 | -120.63
93602 | STANDARD | AUBERRY | CA | PRIMARY | 37 | -119.15
95602 | STANDARD | AUBURN | CA | PRIMARY | 39 | -121.09
95603 | STANDARD | AUBURN | CA | PRIMARY | 38.92 | -121.07
95604 | PO BOX | AUBURN | CA | PRIMARY | 38.9 | -121.06
95224 | PO BOX | AVERY | CA | PRIMARY | 38.21 | -120.33
95303 | STANDARD | BALLICO | CA | PRIMARY | 37.47 | -120.65
95914 | STANDARD | BANGOR | CA | PRIMARY | 39.42 | -121.36
93604 | STANDARD | BASS LAKE | CA | PRIMARY | 37.38 | -119.51
93669 | STANDARD | WISHON | CA | PRIMARY | 37.26 | -119.52
96008 | STANDARD | BELLA VISTA | CA | PRIMARY | 40.7 | -122.09
95916 | STANDARD | BERRY CREEK | CA | PRIMARY | 39.66 | -121.38
96009 | PO BOX | BIEBER | CA | PRIMARY | 41.06 | -121.11
96010 | STANDARD | BIG BAR | CA | PRIMARY | 40.81 | -123.25
96011 | PO BOX | BIG BEND | CA | PRIMARY | 41.04 | -121.89
93605 | PO BOX | BIG CREEK | CA | PRIMARY | 37.16 | -119.3
95917 | STANDARD | BIGGS | CA | PRIMARY | 39.42 | -121.67
95305 | PO BOX | BIG OAK FLAT | CA | PRIMARY | 37.82 | -120.25
93606 | PO BOX | BIOLA | CA | PRIMARY | 36.8 | -120.01
95606 | STANDARD | BROOKS | CA | PRIMARY | 38.8 | -122.18
95918 | STANDARD | BROWNS VALLEY | CA | PRIMARY | 39.33 | -121.33
95919 | STANDARD | BROWNSVILLE | CA | PRIMARY | 39.43 | -121.25
96013 | STANDARD | BURNEY | CA | PRIMARY | 40.94 | -121.74
95225 | PO BOX | BURSON | CA | PRIMARY | 38.18 | -120.88
95920 | STANDARD | BUTTE CITY | CA | PRIMARY | 39.46 | -121.93
96014 | STANDARD | CALLAHAN | CA | PRIMARY | 41.36 | -122.77
95709 | STANDARD | CAMINO | CA | PRIMARY | 38.74 | -120.68
95922 | STANDARD | CAMPTONVILLE | CA | PRIMARY | 39.42 | -121.11
96015 | STANDARD | CANBY | CA | PRIMARY | 41.44 | -120.94
93608 | STANDARD | CANTUA CREEK | CA | PRIMARY | 36.45 | -120.45
95923 | STANDARD | CANYON DAM | CA | PRIMARY | 40.15 | -121.12
95608 | STANDARD | CARMICHAEL | CA | PRIMARY | 38.62 | -121.32
95609 | PO BOX | CARMICHAEL | CA | PRIMARY | 38.62 | -121.32
93609 | STANDARD | CARUTHERS | CA | PRIMARY | 36.52 | -119.87
96016 | STANDARD | CASSEL | CA | PRIMARY | 40.92 | -121.57
96017 | STANDARD | CASTELLA | CA | PRIMARY | 41.1 | -122.35
95306 | STANDARD | CATHEYS VALLEY | CA | PRIMARY | 37.38 | -120.12
95924 | PO BOX | CEDAR RIDGE | CA | PRIMARY | 39.19 | -121.02
96019 | STANDARD | SHASTA LAKE | CA | PRIMARY | 40.68 | -122.37
96079 | PO BOX | SHASTA LAKE | CA | PRIMARY | 40.68 | -122.34
96089 | PO BOX | SHASTA LAKE | CA | PRIMARY | 40.68 | -122.4
95307 | STANDARD | CERES | CA | PRIMARY | 37.55 | -120.96
95925 | STANDARD | CHALLENGE | CA | PRIMARY | 39.47 | -121.19
96020 | STANDARD | CHESTER | CA | PRIMARY | 40.27 | -121.24
95712 | PO BOX | CHICAGO PARK | CA | PRIMARY | 39.16 | -120.95
95926 | STANDARD | CHICO | CA | PRIMARY | 39.74 | -121.83
95927 | PO BOX | CHICO | CA | PRIMARY | 39.75 | -121.81
95928 | STANDARD | CHICO | CA | PRIMARY | 39.71 | -121.81
95929 | UNIQUE | CHICO | CA | PRIMARY | 39.75 | -121.8
95973 | STANDARD | CHICO | CA | PRIMARY | 39.9 | -121.83
95976 | UNIQUE | CHICO | CA | PRIMARY | 39.75 | -121.86
95309 | PO BOX | CHINESE CAMP | CA | PRIMARY | 37.86 | -120.44
93610 | STANDARD | CHOWCHILLA | CA | PRIMARY | 37.07 | -120.27
95610 | STANDARD | CITRUS HEIGHTS | CA | PRIMARY | 38.69 | -121.26
95611 | PO BOX | CITRUS HEIGHTS | CA | PRIMARY | 38.7 | -121.28
95621 | STANDARD | CITRUS HEIGHTS | CA | PRIMARY | 38.69 | -121.31
95612 | STANDARD | CLARKSBURG | CA | PRIMARY | 38.37 | -121.58
95227 | PO BOX | CLEMENTS | CA | PRIMARY | 38.21 | -121.03
95930 | STANDARD | CLIPPER MILLS | CA | PRIMARY | 39.54 | -121.16
95981 | STANDARD | STRAWBERRY VALLEY | CA | PRIMARY | 39.56 | -121.1
93611 | STANDARD | CLOVIS | CA | PRIMARY | 36.93 | -119.56
93612 | STANDARD | CLOVIS | CA | PRIMARY | 36.81 | -119.71
93613 | PO BOX | CLOVIS | CA | PRIMARY | 36.79 | -119.64
93619 | STANDARD | CLOVIS | CA | PRIMARY | 36.91 | -119.58
93614 | STANDARD | COARSEGOLD | CA | PRIMARY | 37.17 | -119.71
95713 | STANDARD | COLFAX | CA | PRIMARY | 39.09 | -120.92
95613 | PO BOX | COLOMA | CA | PRIMARY | 38.8 | -120.88
95310 | STANDARD | COLUMBIA | CA | PRIMARY | 38.11 | -120.38
95932 | STANDARD | COLUSA | CA | PRIMARY | 39.27 | -122.05
95614 | STANDARD | COOL | CA | PRIMARY | 38.88 | -120.98
95228 | STANDARD | COPPEROPOLIS | CA | PRIMARY | 37.94 | -120.66
96021 | STANDARD | CORNING | CA | PRIMARY | 39.92 | -122.28
96029 | STANDARD | FLOURNOY | CA | PRIMARY | 39.93 | -122.48
96022 | STANDARD | COTTONWOOD | CA | PRIMARY | 40.33 | -122.45
95311 | STANDARD | COULTERVILLE | CA | PRIMARY | 37.71 | -120.12
95615 | STANDARD | COURTLAND | CA | PRIMARY | 38.31 | -121.54
95934 | STANDARD | CRESCENT MILLS | CA | PRIMARY | 40.07 | -120.92
95312 | PO BOX | CRESSEY | CA | PRIMARY | 37.39 | -120.61
95313 | STANDARD | CROWS LANDING | CA | PRIMARY | 37.39 | -121.05
93615 | STANDARD | CUTLER | CA | PRIMARY | 36.49 | -119.28
95616 | STANDARD | DAVIS | CA | PRIMARY | 38.48 | -121.64
95617 | PO BOX | DAVIS | CA | PRIMARY | 38.54 | -121.72
95618 | STANDARD | DAVIS | CA | PRIMARY | 38.53 | -121.66
95315 | STANDARD | DELHI | CA | PRIMARY | 37.42 | -120.77
93616 | STANDARD | DEL REY | CA | PRIMARY | 36.65 | -119.59
95316 | STANDARD | DENAIR | CA | PRIMARY | 37.54 | -120.68
95619 | STANDARD | DIAMOND SPRINGS | CA | PRIMARY | 38.67 | -120.81
93618 | STANDARD | DINUBA | CA | PRIMARY | 36.52 | -119.39
95620 | STANDARD | DIXON | CA | PRIMARY | 38.39 | -121.81
95935 | STANDARD | DOBBINS | CA | PRIMARY | 39.36 | -121.2
96023 | STANDARD | DORRIS | CA | PRIMARY | 41.89 | -121.74
93620 | STANDARD | DOS PALOS | CA | PRIMARY | 37.07 | -120.63
96024 | STANDARD | DOUGLAS CITY | CA | PRIMARY | 40.58 | -122.86
95936 | PO BOX | DOWNIEVILLE | CA | PRIMARY | 39.58 | -120.79
93621 | STANDARD | DUNLAP | CA | PRIMARY | 36.79 | -119.13
95937 | PO BOX | DUNNIGAN | CA | PRIMARY | 38.88 | -122
96025 | STANDARD | DUNSMUIR | CA | PRIMARY | 41.19 | -122.26
95938 | STANDARD | DURHAM | CA | PRIMARY | 39.61 | -121.77
95958 | PO BOX | NELSON | CA | PRIMARY | 39.55 | -121.77
95714 | PO BOX | DUTCH FLAT | CA | PRIMARY | 39.19 | -120.83
95623 | STANDARD | EL DORADO | CA | PRIMARY | 38.6 | -120.84
95939 | STANDARD | ELK CREEK | CA | PRIMARY | 39.54 | -122.57
95624 | STANDARD | ELK GROVE | CA | PRIMARY | 38.44 | -121.3
95757 | STANDARD | ELK GROVE | CA | PRIMARY | 38.35 | -121.42
95758 | STANDARD | ELK GROVE | CA | PRIMARY | 38.34 | -121.42
95759 | PO BOX | ELK GROVE | CA | PRIMARY | 38.4 | -121.37
95625 | PO BOX | ELMIRA | CA | PRIMARY | 38.35 | -121.9
95317 | STANDARD | EL NIDO | CA | PRIMARY | 37.12 | -120.51
95318 | PO BOX | EL PORTAL | CA | PRIMARY | 37.65 | -119.8
95626 | STANDARD | ELVERTA | CA | PRIMARY | 38.73 | -121.46
95319 | PO BOX | EMPIRE | CA | PRIMARY | 37.64 | -120.9
95320 | STANDARD | ESCALON | CA | PRIMARY | 37.83 | -121.03
95607 | STANDARD | CAPAY | CA | PRIMARY | 38.69 | -122.12
95627 | STANDARD | ESPARTO | CA | PRIMARY | 38.78 | -122.12
96027 | STANDARD | ETNA | CA | PRIMARY | 41.41 | -123.02
95628 | STANDARD | FAIR OAKS | CA | PRIMARY | 38.65 | -121.25
96028 | STANDARD | FALL RIVER MILLS | CA | PRIMARY | 41.01 | -121.47
95230 | STANDARD | FARMINGTON | CA | PRIMARY | 37.96 | -120.87
95629 | STANDARD | FIDDLETOWN | CA | PRIMARY | 38.52 | -120.7
93622 | STANDARD | FIREBAUGH | CA | PRIMARY | 36.85 | -120.54
93623 | STANDARD | FISH CAMP | CA | PRIMARY | 37.47 | -119.66
93624 | PO BOX | FIVE POINTS | CA | PRIMARY | 36.38 | -120.13
95630 | STANDARD | FOLSOM | CA | PRIMARY | 38.67 | -121.14
95671 | UNIQUE | REPRESA | CA | PRIMARY | 38.67 | -121.14
95762 | STANDARD | EL DORADO HILLS | CA | PRIMARY | 38.68 | -121.05
95763 | PO BOX | FOLSOM | CA | PRIMARY | 38.67 | -121.17
95941 | STANDARD | FORBESTOWN | CA | PRIMARY | 39.51 | -121.23
95631 | STANDARD | FORESTHILL | CA | PRIMARY | 39.03 | -120.82
95942 | STANDARD | FOREST RANCH | CA | PRIMARY | 39.97 | -121.64
96031 | STANDARD | FORKS OF SALMON | CA | PRIMARY | 41.19 | -123.2
96032 | STANDARD | FORT JONES | CA | PRIMARY | 41.59 | -122.96
93625 | STANDARD | FOWLER | CA | PRIMARY | 36.62 | -119.67
95231 | STANDARD | FRENCH CAMP | CA | PRIMARY | 37.86 | -121.29
96033 | STANDARD | FRENCH GULCH | CA | PRIMARY | 40.73 | -122.6
93650 | STANDARD | FRESNO | CA | PRIMARY | 36.83 | -119.79
93701 | STANDARD | FRESNO | CA | PRIMARY | 36.74 | -119.79
93702 | STANDARD | FRESNO | CA | PRIMARY | 36.74 | -119.75
93703 | STANDARD | FRESNO | CA | PRIMARY | 36.76 | -119.76
93704 | STANDARD | FRESNO | CA | PRIMARY | 36.8 | -119.8
93705 | STANDARD | FRESNO | CA | PRIMARY | 36.78 | -119.82
93706 | STANDARD | FRESNO | CA | PRIMARY | 36.64 | -119.91
93707 | PO BOX | FRESNO | CA | PRIMARY | 36.73 | -119.78
93708 | PO BOX | FRESNO | CA | PRIMARY | 36.73 | -119.78
93709 | PO BOX | FRESNO | CA | PRIMARY | 36.73 | -119.78
93710 | STANDARD | FRESNO | CA | PRIMARY | 36.81 | -119.75
93711 | STANDARD | FRESNO | CA | PRIMARY | 36.84 | -119.82
93712 | PO BOX | FRESNO | CA | PRIMARY | 36.61 | -119.77
93714 | PO BOX | FRESNO | CA | PRIMARY | 36.73 | -119.78
93715 | PO BOX | FRESNO | CA | PRIMARY | 36.73 | -119.78
93716 | PO BOX | FRESNO | CA | PRIMARY | 36.73 | -119.78
93717 | PO BOX | FRESNO | CA | PRIMARY | 36.73 | -119.78
93718 | PO BOX | FRESNO | CA | PRIMARY | 36.73 | -119.78
93720 | STANDARD | FRESNO | CA | PRIMARY | 36.88 | -119.77
93721 | STANDARD | FRESNO | CA | PRIMARY | 36.73 | -119.78
93722 | STANDARD | FRESNO | CA | PRIMARY | 36.79 | -119.92
93723 | STANDARD | FRESNO | CA | PRIMARY | 36.77 | -119.95
93724 | UNIQUE | FRESNO | CA | PRIMARY | 36.72 | -119.79
93725 | STANDARD | FRESNO | CA | PRIMARY | 36.6 | -119.75
93726 | STANDARD | FRESNO | CA | PRIMARY | 36.79 | -119.76
93727 | STANDARD | FRESNO | CA | PRIMARY | 36.75 | -119.67
93728 | STANDARD | FRESNO | CA | PRIMARY | 36.75 | -119.81
93729 | PO BOX | FRESNO | CA | PRIMARY | 36.85 | -119.76
93730 | STANDARD | FRESNO | CA | PRIMARY | 36.9 | -119.75
93737 | STANDARD | FRESNO | CA | PRIMARY | 36.74 | -119.65
93740 | UNIQUE | FRESNO | CA | PRIMARY | 36.82 | -119.76
93741 | UNIQUE | FRESNO | CA | PRIMARY | 36.79 | -119.8
93744 | PO BOX | FRESNO | CA | PRIMARY | 36.75 | -119.79
93745 | PO BOX | FRESNO | CA | PRIMARY | 36.7 | -119.75
93747 | PO BOX | FRESNO | CA | PRIMARY | 36.8 | -119.67
93750 | UNIQUE | FRESNO | CA | PRIMARY | 36.83 | -119.78
93755 | PO BOX | FRESNO | CA | PRIMARY | 36.79 | -119.79
93760 | UNIQUE | FRESNO | CA | PRIMARY | 36.73 | -119.78
93761 | UNIQUE | FRESNO | CA | PRIMARY | 36.75 | -119.78
93764 | UNIQUE | FRESNO | CA | PRIMARY | 36.73 | -119.78
93765 | UNIQUE | FRESNO | CA | PRIMARY | 36.83 | -119.83
93771 | PO BOX | FRESNO | CA | PRIMARY | 36.74 | -119.78
93772 | PO BOX | FRESNO | CA | PRIMARY | 36.74 | -119.78
93773 | PO BOX | FRESNO | CA | PRIMARY | 36.71 | -119.85
93774 | PO BOX | FRESNO | CA | PRIMARY | 36.74 | -119.79
93775 | PO BOX | FRESNO | CA | PRIMARY | 36.73 | -119.75
93776 | PO BOX | FRESNO | CA | PRIMARY | 36.75 | -119.78
93777 | PO BOX | FRESNO | CA | PRIMARY | 36.74 | -119.78
93778 | PO BOX | FRESNO | CA | PRIMARY | 36.74 | -119.78
93779 | PO BOX | FRESNO | CA | PRIMARY | 36.74 | -119.78
93786 | UNIQUE | FRESNO | CA | PRIMARY | 36.63 | -119.9
93790 | PO BOX | FRESNO | CA | PRIMARY | 36.78 | -119.82
93791 | PO BOX | FRESNO | CA | PRIMARY | 36.78 | -119.82
93792 | PO BOX | FRESNO | CA | PRIMARY | 36.78 | -119.82
93793 | PO BOX | FRESNO | CA | PRIMARY | 36.78 | -119.82
93794 | PO BOX | FRESNO | CA | PRIMARY | 36.78 | -119.82
93844 | UNIQUE | FRESNO | CA | PRIMARY | 36.75 | -119.67
93888 | UNIQUE | FRESNO | CA | PRIMARY | 36.75 | -119.67
93626 | STANDARD | FRIANT | CA | PRIMARY | 37.02 | -119.69
95632 | STANDARD | GALT | CA | PRIMARY | 38.27 | -121.22
95633 | STANDARD | GARDEN VALLEY | CA | PRIMARY | 38.84 | -120.83
96034 | STANDARD | GAZELLE | CA | PRIMARY | 41.42 | -122.67
95634 | STANDARD | GEORGETOWN | CA | PRIMARY | 38.93 | -120.77
96035 | STANDARD | GERBER | CA | PRIMARY | 40.03 | -122.17
95232 | STANDARD | GLENCOE | CA | PRIMARY | 38.35 | -120.58
95943 | STANDARD | GLENN | CA | PRIMARY | 39.6 | -122.02
95717 | PO BOX | GOLD RUN | CA | PRIMARY | 39.13 | -120.83
95944 | PO BOX | GOODYEARS BAR | CA | PRIMARY | 39.51 | -120.94
95945 | STANDARD | GRASS VALLEY | CA | PRIMARY | 39.18 | -120.98
95949 | STANDARD | GRASS VALLEY | CA | PRIMARY | 39.11 | -121.12
96037 | PO BOX | GREENVIEW | CA | PRIMARY | 41.52 | -122.95
95947 | STANDARD | GREENVILLE | CA | PRIMARY | 40.15 | -120.84
95635 | STANDARD | GREENWOOD | CA | PRIMARY | 38.92 | -120.89
96038 | STANDARD | GRENADA | CA | PRIMARY | 41.6 | -122.54
95948 | STANDARD | GRIDLEY | CA | PRIMARY | 39.35 | -121.76
95950 | PO BOX | GRIMES | CA | PRIMARY | 39.04 | -121.9
95636 | STANDARD | GRIZZLY FLATS | CA | PRIMARY | 38.64 | -120.51
95321 | STANDARD | GROVELAND | CA | PRIMARY | 37.85 | -119.76
95637 | STANDARD | GUINDA | CA | PRIMARY | 38.8 | -122.18
95679 | PO BOX | RUMSEY | CA | PRIMARY | 38.9 | -122.29
95322 | STANDARD | GUSTINE | CA | PRIMARY | 37.14 | -121.04
95951 | PO BOX | HAMILTON CITY | CA | PRIMARY | 39.72 | -122.05
96039 | STANDARD | HAPPY CAMP | CA | PRIMARY | 41.78 | -123.47
96040 | STANDARD | HAT CREEK | CA | PRIMARY | 40.8 | -121.46
95233 | PO BOX | HATHAWAY PINES | CA | PRIMARY | 38.18 | -120.37
96041 | STANDARD | HAYFORK | CA | PRIMARY | 40.5 | -123.19
93627 | PO BOX | HELM | CA | PRIMARY | 36.53 | -120.11
95638 | STANDARD | HERALD | CA | PRIMARY | 38.33 | -121.14
95323 | STANDARD | HICKMAN | CA | PRIMARY | 37.6 | -120.68
95324 | STANDARD | HILMAR | CA | PRIMARY | 37.39 | -120.89
95234 | PO BOX | HOLT | CA | PRIMARY | 37.93 | -121.42
95639 | PO BOX | HOOD | CA | PRIMARY | 38.35 | -121.5
96044 | STANDARD | HORNBROOK | CA | PRIMARY | 41.91 | -122.49
95325 | STANDARD | HORNITOS | CA | PRIMARY | 37.43 | -120.24
95326 | STANDARD | HUGHSON | CA | PRIMARY | 37.59 | -120.85
96046 | PO BOX | HYAMPOM | CA | PRIMARY | 40.6 | -123.4
96047 | STANDARD | IGO | CA | PRIMARY | 40.46 | -122.7
95640 | STANDARD | IONE | CA | PRIMARY | 38.33 | -120.88
95641 | STANDARD | ISLETON | CA | PRIMARY | 38.16 | -121.59
95642 | STANDARD | JACKSON | CA | PRIMARY | 38.35 | -120.77
95654 | PO BOX | MARTELL | CA | PRIMARY | 38.36 | -120.79
95327 | STANDARD | JAMESTOWN | CA | PRIMARY | 37.85 | -120.49
96048 | STANDARD | JUNCTION CITY | CA | PRIMARY | 40.87 | -123.1
93630 | STANDARD | KERMAN | CA | PRIMARY | 36.71 | -120.15
95328 | STANDARD | KEYES | CA | PRIMARY | 37.55 | -120.91
93631 | STANDARD | KINGSBURG | CA | PRIMARY | 36.48 | -119.5
96050 | STANDARD | KLAMATH RIVER | CA | PRIMARY | 41.83 | -122.92
95645 | STANDARD | KNIGHTS LANDING | CA | PRIMARY | 38.89 | -121.8
95720 | STANDARD | KYBURZ | CA | PRIMARY | 38.77 | -120.26
95329 | STANDARD | LA GRANGE | CA | PRIMARY | 37.66 | -120.45
96051 | STANDARD | LAKEHEAD | CA | PRIMARY | 40.88 | -122.38
96070 | PO BOX | OBRIEN | CA | PRIMARY | 40.81 | -122.32
95330 | STANDARD | LATHROP | CA | PRIMARY | 37.82 | -121.29
95333 | STANDARD | LE GRAND | CA | PRIMARY | 37.25 | -120.2
96052 | STANDARD | LEWISTON | CA | PRIMARY | 40.78 | -122.84
95648 | STANDARD | LINCOLN | CA | PRIMARY | 38.93 | -121.25
95236 | STANDARD | LINDEN | CA | PRIMARY | 38.05 | -121.03
95953 | STANDARD | LIVE OAK | CA | PRIMARY | 39.23 | -121.78
95334 | STANDARD | LIVINGSTON | CA | PRIMARY | 37.34 | -120.75
95237 | STANDARD | LOCKEFORD | CA | PRIMARY | 38.17 | -121.13
95240 | STANDARD | LODI | CA | PRIMARY | 38.11 | -121.16
95241 | PO BOX | LODI | CA | PRIMARY | 38.15 | -121.3
95242 | STANDARD | LODI | CA | PRIMARY | 38.13 | -121.39
95335 | STANDARD | LONG BARN | CA | PRIMARY | 38.12 | -120.08
96054 | PO BOX | LOOKOUT | CA | PRIMARY | 41.3 | -121.1
95650 | STANDARD | LOOMIS | CA | PRIMARY | 38.81 | -121.16
93635 | STANDARD | LOS BANOS | CA | PRIMARY | 36.9 | -121.02
96055 | STANDARD | LOS MOLINOS | CA | PRIMARY | 40.05 | -122.07
95651 | STANDARD | LOTUS | CA | PRIMARY | 38.81 | -120.93
96056 | STANDARD | MCARTHUR | CA | PRIMARY | 41.1 | -121.34
96057 | STANDARD | MCCLOUD | CA | PRIMARY | 41.26 | -122.1
96058 | STANDARD | MACDOEL | CA | PRIMARY | 41.74 | -121.89
93636 | STANDARD | MADERA | CA | PRIMARY | 36.93 | -119.83
93637 | STANDARD | MADERA | CA | PRIMARY | 36.91 | -120.19
93638 | STANDARD | MADERA | CA | PRIMARY | 37.01 | -119.94
93639 | PO BOX | MADERA | CA | PRIMARY | 36.96 | -120.08
95653 | PO BOX | MADISON | CA | PRIMARY | 38.67 | -121.96
95954 | STANDARD | MAGALIA | CA | PRIMARY | 39.84 | -121.6
95336 | STANDARD | MANTECA | CA | PRIMARY | 37.83 | -121.18
95337 | STANDARD | MANTECA | CA | PRIMARY | 37.73 | -121.24
96059 | STANDARD | MANTON | CA | PRIMARY | 40.41 | -121.84
95338 | STANDARD | MARIPOSA | CA | PRIMARY | 37.49 | -120
95901 | STANDARD | MARYSVILLE | CA | PRIMARY | 39.15 | -121.47
95903 | STANDARD | BEALE AFB | CA | PRIMARY | 39.12 | -121.39
95955 | PO BOX | MAXWELL | CA | PRIMARY | 39.31 | -122.17
95956 | PO BOX | MEADOW VALLEY | CA | PRIMARY | 39.92 | -121.05
95722 | STANDARD | MEADOW VISTA | CA | PRIMARY | 39 | -121.03
93640 | STANDARD | MENDOTA | CA | PRIMARY | 36.67 | -120.43
95340 | STANDARD | MERCED | CA | PRIMARY | 37.29 | -120.48
95341 | STANDARD | MERCED | CA | PRIMARY | 37.33 | -120.48
95343 | STANDARD | MERCED | CA | PRIMARY | 37.29 | -120.48
95344 | PO BOX | MERCED | CA | PRIMARY | 37.37 | -120.61
95348 | STANDARD | MERCED | CA | PRIMARY | 37.41 | -120.5
95957 | STANDARD | MERIDIAN | CA | PRIMARY | 39.07 | -121.84
95345 | STANDARD | MIDPINES | CA | PRIMARY | 37.58 | -119.97
96062 | STANDARD | MILLVILLE | CA | PRIMARY | 40.56 | -122.07
96061 | STANDARD | MILL CREEK | CA | PRIMARY | 40.34 | -121.46
96063 | PO BOX | MINERAL | CA | PRIMARY | 40.38 | -121.57
93603 | STANDARD | BADGER | CA | PRIMARY | 36.6 | -118.92
93628 | STANDARD | HUME | CA | PRIMARY | 36.8 | -118.89
93633 | PO BOX | KINGS CANYON NATIONAL PK | CA | PRIMARY | 36.72 | -118.95
93641 | STANDARD | MIRAMONTE | CA | PRIMARY | 36.7 | -119.04
95346 | STANDARD | MI WUK VILLAGE | CA | PRIMARY | 38.1 | -120.13
95347 | PO BOX | MOCCASIN | CA | PRIMARY | 37.78 | -120.3
95350 | STANDARD | MODESTO | CA | PRIMARY | 37.67 | -121.01
95351 | STANDARD | MODESTO | CA | PRIMARY | 37.63 | -121.01
95352 | PO BOX | MODESTO | CA | PRIMARY | 37.66 | -120.99
95353 | PO BOX | MODESTO | CA | PRIMARY | 37.66 | -120.94
95354 | STANDARD | MODESTO | CA | PRIMARY | 37.63 | -120.97
95355 | STANDARD | MODESTO | CA | PRIMARY | 37.67 | -120.95
95356 | STANDARD | MODESTO | CA | PRIMARY | 37.72 | -121.03
95357 | STANDARD | MODESTO | CA | PRIMARY | 37.67 | -120.89
95358 | STANDARD | MODESTO | CA | PRIMARY | 37.65 | -121.13
95397 | UNIQUE | MODESTO | CA | PRIMARY | 37.65 | -120.99
95245 | STANDARD | MOKELUMNE HILL | CA | PRIMARY | 38.29 | -120.58
96064 | STANDARD | MONTAGUE | CA | PRIMARY | 41.76 | -122.39
96065 | STANDARD | MONTGOMERY CREEK | CA | PRIMARY | 40.86 | -121.91
95246 | STANDARD | MOUNTAIN RANCH | CA | PRIMARY | 38.23 | -120.49
96067 | STANDARD | MOUNT SHASTA | CA | PRIMARY | 41.31 | -122.32
95656 | PO BOX | MOUNT AUKUM | CA | PRIMARY | 38.56 | -120.71
95675 | PO BOX | RIVER PINES | CA | PRIMARY | 38.54 | -120.74
95229 | PO BOX | DOUGLAS FLAT | CA | PRIMARY | 38.11 | -120.45
95247 | STANDARD | MURPHYS | CA | PRIMARY | 38.14 | -120.45
95959 | STANDARD | NEVADA CITY | CA | PRIMARY | 39.34 | -120.87
95658 | STANDARD | NEWCASTLE | CA | PRIMARY | 38.87 | -121.15
95360 | STANDARD | NEWMAN | CA | PRIMARY | 37.28 | -121.2
95659 | STANDARD | NICOLAUS | CA | PRIMARY | 38.83 | -121.58
93643 | STANDARD | NORTH FORK | CA | PRIMARY | 37.23 | -119.49
95652 | STANDARD | MCCLELLAN | CA | PRIMARY | 38.66 | -121.4
95660 | STANDARD | NORTH HIGHLANDS | CA | PRIMARY | 38.66 | -121.37
95960 | STANDARD | NORTH SAN JUAN | CA | PRIMARY | 39.42 | -120.99
96068 | PO BOX | NUBIEBER | CA | PRIMARY | 41.08 | -121.19
95361 | STANDARD | OAKDALE | CA | PRIMARY | 37.8 | -120.74
93644 | STANDARD | OAKHURST | CA | PRIMARY | 37.4 | -119.61
96069 | STANDARD | OAK RUN | CA | PRIMARY | 40.66 | -122.03
96071 | STANDARD | OLD STATION | CA | PRIMARY | 40.67 | -121.47
95961 | STANDARD | OLIVEHURST | CA | PRIMARY | 39.08 | -121.55
93645 | STANDARD | O NEALS | CA | PRIMARY | 37.16 | -119.62
93646 | STANDARD | ORANGE COVE | CA | PRIMARY | 36.64 | -119.29
93675 | STANDARD | SQUAW VALLEY | CA | PRIMARY | 36.74 | -119.19
95662 | STANDARD | ORANGEVALE | CA | PRIMARY | 38.68 | -121.22
95962 | STANDARD | OREGON HOUSE | CA | PRIMARY | 39.34 | -121.23
95963 | STANDARD | ORLAND | CA | PRIMARY | 39.73 | -122.33
93647 | STANDARD | OROSI | CA | PRIMARY | 36.58 | -119.19
95915 | PO BOX | BELDEN | CA | PRIMARY | 40 | -121.24
95940 | PO BOX | FEATHER FALLS | CA | PRIMARY | 39.51 | -121.55
95965 | STANDARD | OROVILLE | CA | PRIMARY | 39.5 | -121.67
95966 | STANDARD | OROVILLE | CA | PRIMARY | 39.45 | -121.39
95980 | PO BOX | STORRIE | CA | PRIMARY | 39.91 | -121.33
95968 | STANDARD | PALERMO | CA | PRIMARY | 39.43 | -121.55
96073 | STANDARD | PALO CEDRO | CA | PRIMARY | 40.56 | -122.2
95967 | PO BOX | PARADISE | CA | PRIMARY | 39.74 | -121.6
95969 | STANDARD | PARADISE | CA | PRIMARY | 39.74 | -121.61
93648 | STANDARD | PARLIER | CA | PRIMARY | 36.62 | -119.51
96074 | PO BOX | PASKENTA | CA | PRIMARY | 39.88 | -122.58
95363 | STANDARD | PATTERSON | CA | PRIMARY | 37.49 | -121.25
95663 | STANDARD | PENRYN | CA | PRIMARY | 38.85 | -121.18
93649 | PO BOX | PIEDRA | CA | PRIMARY | 36.82 | -119.35
95664 | STANDARD | PILOT HILL | CA | PRIMARY | 38.8 | -121.04
95364 | STANDARD | PINECREST | CA | PRIMARY | 38.28 | -119.82
95375 | PO BOX | STRAWBERRY | CA | PRIMARY | 38.19 | -120.01
95665 | STANDARD | PINE GROVE | CA | PRIMARY | 38.38 | -120.64
95644 | PO BOX | KIT CARSON | CA | PRIMARY | 38.45 | -120.52
95646 | PO BOX | KIRKWOOD | CA | PRIMARY | 38.69 | -120.05
95666 | STANDARD | PIONEER | CA | PRIMARY | 38.56 | -120.17
95667 | STANDARD | PLACERVILLE | CA | PRIMARY | 38.73 | -120.8
95365 | STANDARD | PLANADA | CA | PRIMARY | 37.32 | -120.3
96076 | STANDARD | PLATINA | CA | PRIMARY | 40.38 | -122.91
95668 | STANDARD | PLEASANT GROVE | CA | PRIMARY | 38.83 | -121.5
95669 | STANDARD | PLYMOUTH | CA | PRIMARY | 38.46 | -120.88
95726 | STANDARD | POLLOCK PINES | CA | PRIMARY | 38.74 | -120.57
93651 | STANDARD | PRATHER | CA | PRIMARY | 37 | -119.5
95970 | STANDARD | PRINCETON | CA | PRIMARY | 39.41 | -122.04
96078 | PO BOX | PROBERTA | CA | PRIMARY | 40.08 | -122.17
95971 | STANDARD | QUINCY | CA | PRIMARY | 39.96 | -121
95972 | STANDARD | RACKERBY | CA | PRIMARY | 39.45 | -121.31
95248 | PO BOX | RAIL ROAD FLAT | CA | PRIMARY | 38.31 | -120.51
93652 | STANDARD | RAISIN CITY | CA | PRIMARY | 36.59 | -119.9
95655 | STANDARD | MATHER | CA | PRIMARY | 38.54 | -121.28
95670 | STANDARD | RANCHO CORDOVA | CA | PRIMARY | 38.6 | -121.26
95741 | PO BOX | RANCHO CORDOVA | CA | PRIMARY | 38.58 | -121.3
95742 | STANDARD | RANCHO CORDOVA | CA | PRIMARY | 38.57 | -121.17
93653 | STANDARD | RAYMOND | CA | PRIMARY | 37.25 | -119.96
96075 | STANDARD | PAYNES CREEK | CA | PRIMARY | 40.35 | -121.86
96080 | STANDARD | RED BLUFF | CA | PRIMARY | 40.13 | -122.43
96001 | STANDARD | REDDING | CA | PRIMARY | 40.6 | -122.46
96002 | STANDARD | REDDING | CA | PRIMARY | 40.52 | -122.32
96003 | STANDARD | REDDING | CA | PRIMARY | 40.68 | -122.25
96049 | PO BOX | REDDING | CA | PRIMARY | 40.56 | -122.29
96099 | PO BOX | REDDING | CA | PRIMARY | 40.64 | -122.5
93654 | STANDARD | REEDLEY | CA | PRIMARY | 36.65 | -119.4
95672 | STANDARD | RESCUE | CA | PRIMARY | 38.72 | -121
95974 | PO BOX | RICHVALE | CA | PRIMARY | 39.48 | -121.73
95673 | STANDARD | RIO LINDA | CA | PRIMARY | 38.68 | -121.45
95674 | STANDARD | RIO OSO | CA | PRIMARY | 38.95 | -121.49
95366 | STANDARD | RIPON | CA | PRIMARY | 37.75 | -121.12
95367 | STANDARD | RIVERBANK | CA | PRIMARY | 37.73 | -120.95
93607 | PO BOX | BURREL | CA | PRIMARY | 36.48 | -119.98
93656 | STANDARD | RIVERDALE | CA | PRIMARY | 36.48 | -119.94
95676 | PO BOX | ROBBINS | CA | PRIMARY | 38.94 | -121.74
95677 | STANDARD | ROCKLIN | CA | PRIMARY | 38.8 | -121.24
95765 | STANDARD | ROCKLIN | CA | PRIMARY | 38.81 | -121.28
95661 | STANDARD | ROSEVILLE | CA | PRIMARY | 38.74 | -121.25
95678 | STANDARD | ROSEVILLE | CA | PRIMARY | 38.76 | -121.28
95746 | STANDARD | GRANITE BAY | CA | PRIMARY | 38.76 | -121.16
95747 | STANDARD | ROSEVILLE | CA | PRIMARY | 38.78 | -121.37
95946 | STANDARD | PENN VALLEY | CA | PRIMARY | 39.18 | -121.2
95975 | STANDARD | ROUGH AND READY | CA | PRIMARY | 39.22 | -121.15
96084 | PO BOX | ROUND MOUNTAIN | CA | PRIMARY | 40.92 | -122.02
95680 | PO BOX | RYDE | CA | PRIMARY | 38.23 | -121.55
94203 | PO BOX | SACRAMENTO | CA | PRIMARY | 38.58 | -121.49
94204 | PO BOX | SACRAMENTO | CA | PRIMARY | 38.6 | -121.44
94205 | PO BOX | SACRAMENTO | CA | PRIMARY | 38.47 | -121.44
94206 | PO BOX | SACRAMENTO | CA | PRIMARY | 38.49 | -121.45
94207 | PO BOX | SACRAMENTO | CA | PRIMARY | 38.58 | -121.49
94208 | PO BOX | SACRAMENTO | CA | PRIMARY | 38.58 | -121.49
94209 | PO BOX | SACRAMENTO | CA | PRIMARY | 38.58 | -121.49
94211 | PO BOX | SACRAMENTO | CA | PRIMARY | 38.58 | -121.49
94229 | PO BOX | SACRAMENTO | CA | PRIMARY | 38.58 | -121.49
94230 | PO BOX | SACRAMENTO | CA | PRIMARY | 38.47 | -121.44
94232 | PO BOX | SACRAMENTO | CA | PRIMARY | 38.55 | -121.49
94234 | PO BOX | SACRAMENTO | CA | PRIMARY | 38.58 | -121.49
94235 | PO BOX | SACRAMENTO | CA | PRIMARY | 38.58 | -121.49
94236 | PO BOX | SACRAMENTO | CA | PRIMARY | 38.58 | -121.49
94237 | PO BOX | SACRAMENTO | CA | PRIMARY | 38.58 | -121.49
94239 | PO BOX | SACRAMENTO | CA | PRIMARY | 38.55 | -121.49
94240 | PO BOX | SACRAMENTO | CA | PRIMARY | 38.58 | -121.49
94244 | PO BOX | SACRAMENTO | CA | PRIMARY | 38.58 | -121.49
94245 | PO BOX | SACRAMENTO | CA | PRIMARY | 38.58 | -121.49
94246 | PO BOX | SACRAMENTO | CA | PRIMARY | 38.58 | -121.49
94247 | PO BOX | SACRAMENTO | CA | PRIMARY | 38.58 | -121.49
94248 | PO BOX | SACRAMENTO | CA | PRIMARY | 38.58 | -121.49
94249 | PO BOX | SACRAMENTO | CA | PRIMARY | 38.57 | -121.46
94250 | PO BOX | SACRAMENTO | CA | PRIMARY | 38.58 | -121.49
94252 | PO BOX | SACRAMENTO | CA | PRIMARY | 38.58 | -121.49
94254 | PO BOX | SACRAMENTO | CA | PRIMARY | 38.58 | -121.49
94256 | PO BOX | SACRAMENTO | CA | PRIMARY | 38.58 | -121.49
94257 | PO BOX | SACRAMENTO | CA | PRIMARY | 38.58 | -121.49
94258 | PO BOX | SACRAMENTO | CA | PRIMARY | 38.58 | -121.49
94259 | PO BOX | SACRAMENTO | CA | PRIMARY | 38.55 | -121.49
94261 | PO BOX | SACRAMENTO | CA | PRIMARY | 38.58 | -121.49
94262 | PO BOX | SACRAMENTO | CA | PRIMARY | 38.58 | -121.49
94263 | PO BOX | SACRAMENTO | CA | PRIMARY | 38.58 | -121.49
94267 | PO BOX | SACRAMENTO | CA | PRIMARY | 38.58 | -121.49
94268 | PO BOX | SACRAMENTO | CA | PRIMARY | 38.58 | -121.49
94269 | PO BOX | SACRAMENTO | CA | PRIMARY | 38.55 | -121.49
94271 | PO BOX | SACRAMENTO | CA | PRIMARY | 38.58 | -121.49
94273 | PO BOX | SACRAMENTO | CA | PRIMARY | 38.58 | -121.49
94274 | PO BOX | SACRAMENTO | CA | PRIMARY | 38.58 | -121.49
94277 | PO BOX | SACRAMENTO | CA | PRIMARY | 38.58 | -121.49
94278 | PO BOX | SACRAMENTO | CA | PRIMARY | 38.57 | -121.46
94279 | PO BOX | SACRAMENTO | CA | PRIMARY | 38.58 | -121.49
94280 | PO BOX | SACRAMENTO | CA | PRIMARY | 38.58 | -121.49
94282 | PO BOX | SACRAMENTO | CA | PRIMARY | 38.58 | -121.49
94283 | PO BOX | SACRAMENTO | CA | PRIMARY | 38.47 | -121.44
94284 | PO BOX | SACRAMENTO | CA | PRIMARY | 38.55 | -121.49
94285 | PO BOX | SACRAMENTO | CA | PRIMARY | 38.55 | -121.49
94286 | PO BOX | SACRAMENTO | CA | PRIMARY | 38.55 | -121.49
94287 | PO BOX | SACRAMENTO | CA | PRIMARY | 38.58 | -121.49
94288 | PO BOX | SACRAMENTO | CA | PRIMARY | 38.58 | -121.49
94289 | PO BOX | SACRAMENTO | CA | PRIMARY | 38.58 | -121.49
94290 | PO BOX | SACRAMENTO | CA | PRIMARY | 38.55 | -121.49
94291 | PO BOX | SACRAMENTO | CA | PRIMARY | 38.55 | -121.49
94293 | PO BOX | SACRAMENTO | CA | PRIMARY | 38.55 | -121.49
94294 | PO BOX | SACRAMENTO | CA | PRIMARY | 38.55 | -121.49
94295 | PO BOX | SACRAMENTO | CA | PRIMARY | 38.58 | -121.49
94296 | PO BOX | SACRAMENTO | CA | PRIMARY | 38.57 | -121.5
94297 | PO BOX | SACRAMENTO | CA | PRIMARY | 38.55 | -121.49
94298 | PO BOX | SACRAMENTO | CA | PRIMARY | 38.58 | -121.49
94299 | UNIQUE | SACRAMENTO | CA | PRIMARY | 38.56 | -121.46
95811 | STANDARD | SACRAMENTO | CA | PRIMARY | 38.59 | -121.49
95812 | PO BOX | SACRAMENTO | CA | PRIMARY | 38.58 | -121.49
95813 | PO BOX | SACRAMENTO | CA | PRIMARY | 38.5 | -121.41
95814 | STANDARD | SACRAMENTO | CA | PRIMARY | 38.58 | -121.49
95815 | STANDARD | SACRAMENTO | CA | PRIMARY | 38.6 | -121.46
95816 | STANDARD | SACRAMENTO | CA | PRIMARY | 38.57 | -121.46
95817 | STANDARD | SACRAMENTO | CA | PRIMARY | 38.55 | -121.45
95818 | STANDARD | SACRAMENTO | CA | PRIMARY | 38.55 | -121.49
95819 | STANDARD | SACRAMENTO | CA | PRIMARY | 38.56 | -121.43
95820 | STANDARD | SACRAMENTO | CA | PRIMARY | 38.53 | -121.44
95821 | STANDARD | SACRAMENTO | CA | PRIMARY | 38.62 | -121.38
95822 | STANDARD | SACRAMENTO | CA | PRIMARY | 38.51 | -121.49
95823 | STANDARD | SACRAMENTO | CA | PRIMARY | 38.47 | -121.44
95824 | STANDARD | SACRAMENTO | CA | PRIMARY | 38.51 | -121.44
95825 | STANDARD | SACRAMENTO | CA | PRIMARY | 38.58 | -121.4
95826 | STANDARD | SACRAMENTO | CA | PRIMARY | 38.54 | -121.38
95827 | STANDARD | SACRAMENTO | CA | PRIMARY | 38.55 | -121.32
95828 | STANDARD | SACRAMENTO | CA | PRIMARY | 38.48 | -121.4
95829 | STANDARD | SACRAMENTO | CA | PRIMARY | 38.48 | -121.34
95830 | STANDARD | SACRAMENTO | CA | PRIMARY | 38.49 | -121.27
95831 | STANDARD | SACRAMENTO | CA | PRIMARY | 38.49 | -121.53
95832 | STANDARD | SACRAMENTO | CA | PRIMARY | 38.43 | -121.51
95833 | STANDARD | SACRAMENTO | CA | PRIMARY | 38.61 | -121.49
95834 | STANDARD | SACRAMENTO | CA | PRIMARY | 38.64 | -121.54
95835 | STANDARD | SACRAMENTO | CA | PRIMARY | 38.69 | -121.56
95836 | STANDARD | SACRAMENTO | CA | PRIMARY | 38.71 | -121.54
95837 | STANDARD | SACRAMENTO | CA | PRIMARY | 38.69 | -121.6
95838 | STANDARD | SACRAMENTO | CA | PRIMARY | 38.64 | -121.44
95840 | UNIQUE | SACRAMENTO | CA | PRIMARY | 38.58 | -121.49
95841 | STANDARD | SACRAMENTO | CA | PRIMARY | 38.66 | -121.35
95842 | STANDARD | SACRAMENTO | CA | PRIMARY | 38.68 | -121.34
95843 | STANDARD | ANTELOPE | CA | PRIMARY | 38.71 | -121.36
95851 | PO BOX | SACRAMENTO | CA | PRIMARY | 38.6 | -121.44
95852 | PO BOX | SACRAMENTO | CA | PRIMARY | 38.6 | -121.44
95853 | PO BOX | SACRAMENTO | CA | PRIMARY | 38.6 | -121.44
95860 | PO BOX | SACRAMENTO | CA | PRIMARY | 38.61 | -121.38
95864 | STANDARD | SACRAMENTO | CA | PRIMARY | 38.58 | -121.37
95865 | PO BOX | SACRAMENTO | CA | PRIMARY | 38.59 | -121.4
95866 | PO BOX | SACRAMENTO | CA | PRIMARY | 38.59 | -121.4
95867 | UNIQUE | SACRAMENTO | CA | PRIMARY | 38.58 | -121.49
95887 | UNIQUE | SACRAMENTO | CA | PRIMARY | 38.61 | -121.36
95894 | UNIQUE | SACRAMENTO | CA | PRIMARY | 38.55 | -121.49
95899 | PO BOX | SACRAMENTO | CA | PRIMARY | 38.57 | -121.52
95368 | STANDARD | SALIDA | CA | PRIMARY | 37.71 | -121.09
95249 | STANDARD | SAN ANDREAS | CA | PRIMARY | 38.2 | -120.62
93657 | STANDARD | SANGER | CA | PRIMARY | 36.79 | -119.44
93660 | STANDARD | SAN JOAQUIN | CA | PRIMARY | 36.59 | -120.19
93661 | PO BOX | SANTA RITA PARK | CA | PRIMARY | 37.1 | -120.59
96085 | STANDARD | SCOTT BAR | CA | PRIMARY | 41.73 | -123.04
96086 | STANDARD | SEIAD VALLEY | CA | PRIMARY | 41.86 | -123.22
93662 | STANDARD | SELMA | CA | PRIMARY | 36.53 | -119.64
96087 | PO BOX | SHASTA | CA | PRIMARY | 40.62 | -122.5
96095 | PO BOX | WHISKEYTOWN | CA | PRIMARY | 40.7 | -122.6
93634 | PO BOX | LAKESHORE | CA | PRIMARY | 37.33 | -119.01
93642 | PO BOX | MONO HOT SPRINGS | CA | PRIMARY | 37.32 | -119.01
93664 | STANDARD | SHAVER LAKE | CA | PRIMARY | 37.06 | -119.04
95681 | STANDARD | SHERIDAN | CA | PRIMARY | 38.98 | -121.35
95682 | STANDARD | SHINGLE SPRINGS | CA | PRIMARY | 38.61 | -120.97
96088 | STANDARD | SHINGLETOWN | CA | PRIMARY | 40.5 | -121.8
95683 | STANDARD | SLOUGHHOUSE | CA | PRIMARY | 38.51 | -121.12
95977 | STANDARD | SMARTSVILLE | CA | PRIMARY | 39.17 | -121.29
95369 | STANDARD | SNELLING | CA | PRIMARY | 37.54 | -120.45
95724 | PO BOX | NORDEN | CA | PRIMARY | 39.31 | -120.43
95728 | PO BOX | SODA SPRINGS | CA | PRIMARY | 39.27 | -120.41
95684 | STANDARD | SOMERSET | CA | PRIMARY | 38.62 | -120.62
95370 | STANDARD | SONORA | CA | PRIMARY | 37.98 | -120.39
95373 | PO BOX | STANDARD | CA | PRIMARY | 37.96 | -120.31
95372 | STANDARD | SOULSBYVILLE | CA | PRIMARY | 37.99 | -120.25
93665 | PO BOX | SOUTH DOS PALOS | CA | PRIMARY | 36.95 | -120.65
95374 | STANDARD | STEVINSON | CA | PRIMARY | 37.3 | -120.87
95978 | PO BOX | STIRLING CITY | CA | PRIMARY | 39.98 | -121.53
95201 | PO BOX | STOCKTON | CA | PRIMARY | 37.9 | -121.22
95202 | STANDARD | STOCKTON | CA | PRIMARY | 37.95 | -121.28
95203 | STANDARD | STOCKTON | CA | PRIMARY | 37.95 | -121.32
95204 | STANDARD | STOCKTON | CA | PRIMARY | 37.97 | -121.32
95205 | STANDARD | STOCKTON | CA | PRIMARY | 37.96 | -121.26
95206 | STANDARD | STOCKTON | CA | PRIMARY | 37.9 | -121.4
95207 | STANDARD | STOCKTON | CA | PRIMARY | 38 | -121.32
95208 | PO BOX | STOCKTON | CA | PRIMARY | 37.95 | -121.43
95209 | STANDARD | STOCKTON | CA | PRIMARY | 38.04 | -121.35
95210 | STANDARD | STOCKTON | CA | PRIMARY | 38.02 | -121.3
95211 | UNIQUE | STOCKTON | CA | PRIMARY | 37.98 | -121.3
95212 | STANDARD | STOCKTON | CA | PRIMARY | 38.04 | -121.2
95213 | PO BOX | STOCKTON | CA | PRIMARY | 37.95 | -121.43
95215 | STANDARD | STOCKTON | CA | PRIMARY | 37.95 | -121.12
95219 | STANDARD | STOCKTON | CA | PRIMARY | 38.01 | -121.38
95267 | PO BOX | STOCKTON | CA | PRIMARY | 38 | -121.31
95269 | PO BOX | STOCKTON | CA | PRIMARY | 38.01 | -121.32
95296 | UNIQUE | STOCKTON | CA | PRIMARY | 38.02 | -121.3
95297 | UNIQUE | STOCKTON | CA | PRIMARY | 37.96 | -121.3
95979 | STANDARD | STONYFORD | CA | PRIMARY | 39.27 | -122.46
93666 | PO BOX | SULTANA | CA | PRIMARY | 36.54 | -119.33
95982 | STANDARD | SUTTER | CA | PRIMARY | 39.18 | -121.81
95685 | STANDARD | SUTTER CREEK | CA | PRIMARY | 38.42 | -120.75
95699 | PO BOX | DRYTOWN | CA | PRIMARY | 38.44 | -120.85
95983 | STANDARD | TAYLORSVILLE | CA | PRIMARY | 40.04 | -120.75
96090 | PO BOX | TEHAMA | CA | PRIMARY | 40.02 | -122.13
95686 | PO BOX | THORNTON | CA | PRIMARY | 38.17 | -121.52
93667 | STANDARD | TOLLHOUSE | CA | PRIMARY | 36.96 | -119.3
95304 | STANDARD | TRACY | CA | PRIMARY | 37.69 | -121.39
95376 | STANDARD | TRACY | CA | PRIMARY | 37.73 | -121.42
95377 | STANDARD | TRACY | CA | PRIMARY | 37.62 | -121.45
95378 | PO BOX | TRACY | CA | PRIMARY | 37.8 | -121.55
95385 | STANDARD | VERNALIS | CA | PRIMARY | 37.61 | -121.25
95391 | STANDARD | TRACY | CA | PRIMARY | 37.76 | -121.63
93668 | STANDARD | TRANQUILLITY | CA | PRIMARY | 36.65 | -120.28
93673 | PO BOX | TRAVER | CA | PRIMARY | 36.45 | -119.48
96091 | STANDARD | TRINITY CENTER | CA | PRIMARY | 41.05 | -122.78
95379 | STANDARD | TUOLUMNE | CA | PRIMARY | 37.95 | -120.2
95380 | STANDARD | TURLOCK | CA | PRIMARY | 37.47 | -120.85
95381 | PO BOX | TURLOCK | CA | PRIMARY | 37.49 | -120.85
95382 | STANDARD | TURLOCK | CA | PRIMARY | 37.53 | -120.84
95984 | PO BOX | TWAIN | CA | PRIMARY | 40.03 | -121.08
95383 | STANDARD | TWAIN HARTE | CA | PRIMARY | 38.08 | -120.24
95721 | PO BOX | ECHO LAKE | CA | PRIMARY | 38.84 | -120.07
95735 | STANDARD | TWIN BRIDGES | CA | PRIMARY | 38.83 | -120.18
95687 | STANDARD | VACAVILLE | CA | PRIMARY | 38.35 | -121.93
95688 | STANDARD | VACAVILLE | CA | PRIMARY | 38.41 | -122.01
95696 | PO BOX | VACAVILLE | CA | PRIMARY | 38.31 | -121.92
95251 | STANDARD | VALLECITO | CA | PRIMARY | 38.1 | -120.43
95226 | PO BOX | CAMPO SECO | CA | PRIMARY | 38.23 | -120.86
95252 | STANDARD | VALLEY SPRINGS | CA | PRIMARY | 38.16 | -120.84
95253 | PO BOX | VICTOR | CA | PRIMARY | 38.14 | -121.2
96092 | PO BOX | VINA | CA | PRIMARY | 39.97 | -122.02
95689 | STANDARD | VOLCANO | CA | PRIMARY | 38.48 | -120.57
95254 | PO BOX | WALLACE | CA | PRIMARY | 38.19 | -120.95
95690 | STANDARD | WALNUT GROVE | CA | PRIMARY | 38.23 | -121.58
95986 | PO BOX | WASHINGTON | CA | PRIMARY | 39.33 | -120.79
95386 | STANDARD | WATERFORD | CA | PRIMARY | 37.68 | -120.64
96093 | PO BOX | WEAVERVILLE | CA | PRIMARY | 40.74 | -122.93
96094 | STANDARD | WEED | CA | PRIMARY | 41.51 | -122.36
95736 | PO BOX | WEIMAR | CA | PRIMARY | 39.03 | -120.96
95387 | PO BOX | WESTLEY | CA | PRIMARY | 37.54 | -121.29
95255 | STANDARD | WEST POINT | CA | PRIMARY | 38.42 | -120.44
95605 | STANDARD | WEST SACRAMENTO | CA | PRIMARY | 38.59 | -121.54
95691 | STANDARD | WEST SACRAMENTO | CA | PRIMARY | 38.66 | -121.62
95798 | PO BOX | WEST SACRAMENTO | CA | PRIMARY | 38.57 | -121.56
95799 | PO BOX | WEST SACRAMENTO | CA | PRIMARY | 38.53 | -121.55
95692 | STANDARD | WHEATLAND | CA | PRIMARY | 39.04 | -121.39
96096 | STANDARD | WHITMORE | CA | PRIMARY | 40.63 | -121.87
95987 | STANDARD | WILLIAMS | CA | PRIMARY | 39.11 | -122.27
95988 | STANDARD | WILLOWS | CA | PRIMARY | 39.5 | -122.28
95257 | STANDARD | WILSEYVILLE | CA | PRIMARY | 38.38 | -120.44
95693 | STANDARD | WILTON | CA | PRIMARY | 38.39 | -121.24
95694 | STANDARD | WINTERS | CA | PRIMARY | 38.56 | -121.99
95388 | STANDARD | WINTON | CA | PRIMARY | 37.41 | -120.59
95258 | STANDARD | WOODBRIDGE | CA | PRIMARY | 38.16 | -121.29
95695 | STANDARD | WOODLAND | CA | PRIMARY | 38.71 | -121.85
95776 | STANDARD | WOODLAND | CA | PRIMARY | 38.69 | -121.68
93670 | PO BOX | YETTEM | CA | PRIMARY | 36.48 | -119.22
95697 | PO BOX | YOLO | CA | PRIMARY | 38.73 | -121.81
95389 | STANDARD | YOSEMITE NATIONAL PARK | CA | PRIMARY | 37.69 | -119.59
96097 | STANDARD | YREKA | CA | PRIMARY | 41.75 | -122.67
95991 | STANDARD | YUBA CITY | CA | PRIMARY | 39.05 | -121.61
95992 | PO BOX | YUBA CITY | CA | PRIMARY | 39.02 | -121.61
95993 | STANDARD | YUBA CITY | CA | PRIMARY | 39.05 | -121.73
95698 | PO BOX | ZAMORA | CA | PRIMARY | 38.8 | -121.9
96910 | STANDARD | HAGATNA | GU | PRIMARY | 13.47 | 144.74
96912 | PO BOX | DEDEDO | GU | PRIMARY | 13.51 | 144.83
96913 | STANDARD | BARRIGADA | GU | PRIMARY | 13.46 | 144.79
96915 | STANDARD | SANTA RITA | GU | PRIMARY | 13.38 | 144.66
96916 | PO BOX | MERIZO | GU | PRIMARY | 13.26 | 144.66
96917 | PO BOX | INARAJAN | GU | PRIMARY | 13.27 | 144.74
96919 | STANDARD | AGANA HEIGHTS | GU | PRIMARY | 13.46 | 144.74
96921 | PO BOX | BARRIGADA | GU | PRIMARY | 13.46 | 144.79
96923 | PO BOX | MANGILAO | GU | PRIMARY | 13.43 | 144.79
96928 | PO BOX | AGAT | GU | PRIMARY | 13.38 | 144.65
96929 | STANDARD | YIGO | GU | PRIMARY | 13.53 | 144.88
96931 | PO BOX | TAMUNING | GU | PRIMARY | 13.48 | 144.77
96932 | PO BOX | HAGATNA | GU | PRIMARY | 13.47 | 144.74
96701 | STANDARD | AIEA | HI | PRIMARY | 21.38 | -157.92
96861 | STANDARD | CAMP H M SMITH | HI | PRIMARY | 21.39 | -157.9
96703 | PO BOX | ANAHOLA | HI | PRIMARY | 22.14 | -159.31
96751 | PO BOX | KEALIA | HI | PRIMARY | 22.11 | -159.31
96704 | STANDARD | CAPTAIN COOK | HI | PRIMARY | 19.5 | -155.9
96737 | PO BOX | OCEAN VIEW | HI | PRIMARY | 19.1 | -155.76
96705 | PO BOX | ELEELE | HI | PRIMARY | 21.91 | -159.58
96706 | STANDARD | EWA BEACH | HI | PRIMARY | 21.31 | -158.01
96708 | STANDARD | HAIKU | HI | PRIMARY | 20.91 | -156.32
96710 | PO BOX | HAKALAU | HI | PRIMARY | 19.89 | -155.12
96712 | STANDARD | HALEIWA | HI | PRIMARY | 21.59 | -158.1
96713 | STANDARD | HANA | HI | PRIMARY | 20.77 | -155.99
96714 | PO BOX | HANALEI | HI | PRIMARY | 22.2 | -159.5
96716 | PO BOX | HANAPEPE | HI | PRIMARY | 21.91 | -159.59
96717 | STANDARD | HAUULA | HI | PRIMARY | 21.59 | -157.92
96718 | PO BOX | HAWAII NATIONAL PARK | HI | PRIMARY | 19.43 | -155.26
96719 | PO BOX | HAWI | HI | PRIMARY | 20.24 | -155.83
96720 | STANDARD | HILO | HI | PRIMARY | 19.69 | -155.08
96721 | PO BOX | HILO | HI | PRIMARY | 19.69 | -155.08
96725 | STANDARD | HOLUALOA | HI | PRIMARY | 19.63 | -155.92
96726 | PO BOX | HONAUNAU | HI | PRIMARY | 19.42 | -155.91
96727 | STANDARD | HONOKAA | HI | PRIMARY | 20.07 | -155.46
96801 | PO BOX | HONOLULU | HI | PRIMARY | 21.3 | -157.85
96802 | PO BOX | HONOLULU | HI | PRIMARY | 21.3 | -157.85
96803 | PO BOX | HONOLULU | HI | PRIMARY | 21.3 | -157.85
96804 | PO BOX | HONOLULU | HI | PRIMARY | 21.3 | -157.85
96805 | PO BOX | HONOLULU | HI | PRIMARY | 21.3 | -157.85
96806 | PO BOX | HONOLULU | HI | PRIMARY | 21.3 | -157.85
96807 | PO BOX | HONOLULU | HI | PRIMARY | 21.3 | -157.85
96808 | PO BOX | HONOLULU | HI | PRIMARY | 21.3 | -157.85
96809 | PO BOX | HONOLULU | HI | PRIMARY | 21.3 | -157.85
96810 | PO BOX | HONOLULU | HI | PRIMARY | 21.3 | -157.85
96811 | PO BOX | HONOLULU | HI | PRIMARY | 21.3 | -157.85
96812 | PO BOX | HONOLULU | HI | PRIMARY | 21.3 | -157.85
96813 | STANDARD | HONOLULU | HI | PRIMARY | 21.3 | -157.85
96814 | STANDARD | HONOLULU | HI | PRIMARY | 21.3 | -157.85
96815 | STANDARD | HONOLULU | HI | PRIMARY | 21.3 | -157.85
96816 | STANDARD | HONOLULU | HI | PRIMARY | 21.3 | -157.85
96817 | STANDARD | HONOLULU | HI | PRIMARY | 21.3 | -157.85
96818 | STANDARD | HONOLULU | HI | PRIMARY | 21.3 | -157.85
96819 | STANDARD | HONOLULU | HI | PRIMARY | 21.3 | -157.85
96820 | PO BOX | HONOLULU | HI | PRIMARY | 21.3 | -157.85
96821 | STANDARD | HONOLULU | HI | PRIMARY | 21.3 | -157.85
96822 | STANDARD | HONOLULU | HI | PRIMARY | 21.3 | -157.85
96823 | PO BOX | HONOLULU | HI | PRIMARY | 21.3 | -157.85
96824 | PO BOX | HONOLULU | HI | PRIMARY | 21.3 | -157.85
96825 | STANDARD | HONOLULU | HI | PRIMARY | 21.3 | -157.85
96826 | STANDARD | HONOLULU | HI | PRIMARY | 21.3 | -157.85
96828 | PO BOX | HONOLULU | HI | PRIMARY | 21.3 | -157.85
96830 | PO BOX | HONOLULU | HI | PRIMARY | 21.3 | -157.85
96836 | PO BOX | HONOLULU | HI | PRIMARY | 21.3 | -157.85
96837 | PO BOX | HONOLULU | HI | PRIMARY | 21.3 | -157.85
96838 | PO BOX | HONOLULU | HI | PRIMARY | 21.3 | -157.85
96839 | PO BOX | HONOLULU | HI | PRIMARY | 21.3 | -157.85
96840 | UNIQUE | HONOLULU | HI | PRIMARY | 21.3 | -157.85
96841 | UNIQUE | HONOLULU | HI | PRIMARY | 21.3 | -157.85
96843 | UNIQUE | HONOLULU | HI | PRIMARY | 21.3 | -157.85
96844 | UNIQUE | HONOLULU | HI | PRIMARY | 21.3 | -157.85
96846 | UNIQUE | HONOLULU | HI | PRIMARY | 21.3 | -157.85
96847 | UNIQUE | HONOLULU | HI | PRIMARY | 21.3 | -157.85
96848 | UNIQUE | HONOLULU | HI | PRIMARY | 21.3 | -157.85
96849 | UNIQUE | HONOLULU | HI | PRIMARY | 21.3 | -157.85
96850 | STANDARD | HONOLULU | HI | PRIMARY | 21.3 | -157.85
96853 | STANDARD | J B P H H | HI | PRIMARY | 21.31 | -157.93
96858 | STANDARD | FORT SHAFTER | HI | PRIMARY | 21.35 | -157.87
96859 | STANDARD | TRIPLER ARMY MEDICAL CENTER | HI | PRIMARY | 21.36 | -157.89
96860 | STANDARD | J B P H H | HI | PRIMARY | 21.36 | -157.94
96898 | PO BOX | WAKE ISLAND | HI | PRIMARY | 21.32 | -157.89
96728 | PO BOX | HONOMU | HI | PRIMARY | 19.87 | -155.11
96729 | PO BOX | HOOLEHUA | HI | PRIMARY | 21.17 | -157.07
96730 | STANDARD | KAAAWA | HI | PRIMARY | 21.55 | -157.85
96731 | STANDARD | KAHUKU | HI | PRIMARY | 21.68 | -157.94
96732 | STANDARD | KAHULUI | HI | PRIMARY | 20.87 | -156.45
96733 | PO BOX | KAHULUI | HI | PRIMARY | 20.87 | -156.45
96734 | STANDARD | KAILUA | HI | PRIMARY | 21.4 | -157.73
96863 | STANDARD | M C B H KANEOHE BAY | HI | PRIMARY | 21.43 | -157.74
96739 | PO BOX | KEAUHOU | HI | PRIMARY | 19.56 | -155.96
96740 | STANDARD | KAILUA KONA | HI | PRIMARY | 19.63 | -155.99
96745 | PO BOX | KAILUA KONA | HI | PRIMARY | 19.63 | -155.99
96741 | STANDARD | KALAHEO | HI | PRIMARY | 21.92 | -159.52
96742 | PO BOX | KALAUPAPA | HI | PRIMARY | 21.19 | -156.98
96738 | STANDARD | WAIKOLOA | HI | PRIMARY | 19.93 | -155.79
96743 | STANDARD | KAMUELA | HI | PRIMARY | 20.04 | -155.7
96744 | STANDARD | KANEOHE | HI | PRIMARY | 21.41 | -157.79
96746 | STANDARD | KAPAA | HI | PRIMARY | 22.09 | -159.35
96755 | PO BOX | KAPAAU | HI | PRIMARY | 20.23 | -155.81
96747 | PO BOX | KAUMAKANI | HI | PRIMARY | 21.92 | -159.62
96748 | STANDARD | KAUNAKAKAI | HI | PRIMARY | 21.08 | -157.01
96749 | STANDARD | KEAAU | HI | PRIMARY | 19.61 | -155.04
96750 | STANDARD | KEALAKEKUA | HI | PRIMARY | 19.54 | -155.88
96752 | PO BOX | KEKAHA | HI | PRIMARY | 21.97 | -159.71
96753 | STANDARD | KIHEI | HI | PRIMARY | 20.76 | -156.45
96722 | STANDARD | PRINCEVILLE | HI | PRIMARY | 22.22 | -159.48
96754 | STANDARD | KILAUEA | HI | PRIMARY | 22.21 | -159.41
96756 | STANDARD | KOLOA | HI | PRIMARY | 21.9 | -159.46
96757 | PO BOX | KUALAPUU | HI | PRIMARY | 21.16 | -157.05
96790 | STANDARD | KULA | HI | PRIMARY | 20.72 | -156.34
96759 | PO BOX | KUNIA | HI | PRIMARY | 21.46 | -158.06
96760 | STANDARD | KURTISTOWN | HI | PRIMARY | 19.58 | -155.07
96761 | STANDARD | LAHAINA | HI | PRIMARY | 20.89 | -156.67
96767 | PO BOX | LAHAINA | HI | PRIMARY | 20.89 | -156.67
96762 | STANDARD | LAIE | HI | PRIMARY | 21.64 | -157.92
96763 | PO BOX | LANAI CITY | HI | PRIMARY | 20.83 | -156.92
96764 | PO BOX | LAUPAHOEHOE | HI | PRIMARY | 19.97 | -155.24
96773 | PO BOX | NINOLE | HI | PRIMARY | 19.93 | -155.16
96774 | PO BOX | OOKALA | HI | PRIMARY | 20.01 | -155.28
96765 | PO BOX | LAWAI | HI | PRIMARY | 21.92 | -159.5
96715 | PO BOX | HANAMAULU | HI | PRIMARY | 21.99 | -159.35
96766 | STANDARD | LIHUE | HI | PRIMARY | 21.97 | -159.35
96768 | STANDARD | MAKAWAO | HI | PRIMARY | 20.85 | -156.32
96788 | PO BOX | PUKALANI | HI | PRIMARY | 20.83 | -156.34
96769 | PO BOX | MAKAWELI | HI | PRIMARY | 21.94 | -159.66
96770 | PO BOX | MAUNALOA | HI | PRIMARY | 21.13 | -157.21
96771 | STANDARD | MOUNTAIN VIEW | HI | PRIMARY | 19.52 | -155.14
96772 | STANDARD | NAALEHU | HI | PRIMARY | 19.07 | -155.57
96776 | PO BOX | PAAUILO | HI | PRIMARY | 20.04 | -155.37
96777 | PO BOX | PAHALA | HI | PRIMARY | 19.2 | -155.48
96778 | STANDARD | PAHOA | HI | PRIMARY | 19.49 | -154.94
96779 | STANDARD | PAIA | HI | PRIMARY | 20.91 | -156.37
96780 | PO BOX | PAPAALOA | HI | PRIMARY | 19.97 | -155.22
96781 | STANDARD | PAPAIKOU | HI | PRIMARY | 19.79 | -155.09
96782 | STANDARD | PEARL CITY | HI | PRIMARY | 21.4 | -157.96
96783 | STANDARD | PEPEEKEO | HI | PRIMARY | 19.83 | -155.1
96784 | PO BOX | PUUNENE | HI | PRIMARY | 20.86 | -156.45
96785 | PO BOX | VOLCANO | HI | PRIMARY | 19.49 | -155.23
96786 | STANDARD | WAHIAWA | HI | PRIMARY | 21.5 | -158.02
96789 | STANDARD | MILILANI | HI | PRIMARY | 21.45 | -158.01
96854 | STANDARD | WHEELER ARMY AIRFIELD | HI | PRIMARY | 21.48 | -158.03
96857 | STANDARD | SCHOFIELD BARRACKS | HI | PRIMARY | 21.49 | -158.06
96791 | STANDARD | WAIALUA | HI | PRIMARY | 21.57 | -158.12
96792 | STANDARD | WAIANAE | HI | PRIMARY | 21.44 | -158.18
96793 | STANDARD | WAILUKU | HI | PRIMARY | 20.88 | -156.5
96795 | STANDARD | WAIMANALO | HI | PRIMARY | 21.34 | -157.72
96796 | PO BOX | WAIMEA | HI | PRIMARY | 21.95 | -159.67
96707 | STANDARD | KAPOLEI | HI | PRIMARY | 21.34 | -158.08
96709 | PO BOX | KAPOLEI | HI | PRIMARY | 21.34 | -158.08
96797 | STANDARD | WAIPAHU | HI | PRIMARY | 21.39 | -158.01
96799 | PO BOX | PAGO PAGO | AS | PRIMARY | -14.27 | -170.7
96939 | UNIQUE | PALAU | PW | PRIMARY | 7.51 | 134.58
96940 | PO BOX | PALAU | PW | PRIMARY | 7.5 | 134.5
96944 | PO BOX | KOSRAE | FM | PRIMARY | 5.29 | 162.97
96941 | PO BOX | POHNPEI | FM | PRIMARY | 6.85 | 158.26
96942 | PO BOX | CHUUK | FM | PRIMARY | 7.33 | 151.8
96943 | PO BOX | YAP | FM | PRIMARY | 9.5 | 138.14
96951 | PO BOX | ROTA | MP | PRIMARY | 14.15 | 145.21
96950 | PO BOX | SAIPAN | MP | PRIMARY | 15.17 | 145.75
96952 | PO BOX | TINIAN | MP | PRIMARY | 15 | 145.63
96970 | PO BOX | EBEYE | MH | PRIMARY | 8.78 | 167.73
96960 | PO BOX | MAJURO | MH | PRIMARY | 7.11 | 171.18
32615 | STANDARD | ALACHUA | FL | PRIMARY | 29.77 | -82.48
32616 | PO BOX | ALACHUA | FL | PRIMARY | 29.77 | -82.48
32420 | STANDARD | ALFORD | FL | PRIMARY | 30.69 | -85.39
32421 | STANDARD | ALTHA | FL | PRIMARY | 30.57 | -85.12
32617 | STANDARD | ANTHONY | FL | PRIMARY | 29.28 | -82.11
32320 | STANDARD | APALACHICOLA | FL | PRIMARY | 29.72 | -84.99
32329 | PO BOX | APALACHICOLA | FL | PRIMARY | 29.72 | -84.99
32618 | STANDARD | ARCHER | FL | PRIMARY | 29.53 | -82.51
32422 | PO BOX | ARGYLE | FL | PRIMARY | 30.71 | -86.04
32530 | PO BOX | BAGDAD | FL | PRIMARY | 30.58 | -87.03
32531 | STANDARD | BAKER | FL | PRIMARY | 30.79 | -86.68
32423 | STANDARD | BASCOM | FL | PRIMARY | 30.92 | -85.11
32619 | STANDARD | BELL | FL | PRIMARY | 29.75 | -82.86
34420 | STANDARD | BELLEVIEW | FL | PRIMARY | 29.05 | -82.05
34421 | PO BOX | BELLEVIEW | FL | PRIMARY | 29.05 | -82.05
32424 | STANDARD | BLOUNTSTOWN | FL | PRIMARY | 30.44 | -85.04
32425 | STANDARD | BONIFAY | FL | PRIMARY | 30.78 | -85.68
32007 | PO BOX | BOSTWICK | FL | PRIMARY | 29.77 | -81.63
32008 | STANDARD | BRANFORD | FL | PRIMARY | 29.96 | -82.92
32321 | STANDARD | BRISTOL | FL | PRIMARY | 30.42 | -84.97
32621 | STANDARD | BRONSON | FL | PRIMARY | 29.44 | -82.63
32622 | STANDARD | BROOKER | FL | PRIMARY | 29.88 | -82.33
32009 | STANDARD | BRYCEVILLE | FL | PRIMARY | 30.38 | -81.93
32011 | STANDARD | CALLAHAN | FL | PRIMARY | 30.56 | -81.83
32426 | STANDARD | CAMPBELLTON | FL | PRIMARY | 30.95 | -85.39
32533 | STANDARD | CANTONMENT | FL | PRIMARY | 30.6 | -87.34
32322 | STANDARD | CARRABELLE | FL | PRIMARY | 29.84 | -84.67
32323 | PO BOX | LANARK VILLAGE | FL | PRIMARY | 29.88 | -84.59
32427 | STANDARD | CARYVILLE | FL | PRIMARY | 30.77 | -85.81
32625 | STANDARD | CEDAR KEY | FL | PRIMARY | 29.14 | -83.03
32535 | STANDARD | CENTURY | FL | PRIMARY | 30.97 | -87.26
32324 | STANDARD | CHATTAHOOCHEE | FL | PRIMARY | 30.69 | -84.83
32626 | STANDARD | CHIEFLAND | FL | PRIMARY | 29.47 | -82.86
32644 | PO BOX | CHIEFLAND | FL | PRIMARY | 29.47 | -82.86
32428 | STANDARD | CHIPLEY | FL | PRIMARY | 30.77 | -85.54
32430 | STANDARD | CLARKSVILLE | FL | PRIMARY | 30.43 | -85.18
32431 | STANDARD | COTTONDALE | FL | PRIMARY | 30.79 | -85.37
32326 | PO BOX | CRAWFORDVILLE | FL | PRIMARY | 30.17 | -84.37
32327 | STANDARD | CRAWFORDVILLE | FL | PRIMARY | 30.17 | -84.37
32536 | STANDARD | CRESTVIEW | FL | PRIMARY | 30.75 | -86.57
32537 | PO BOX | MILLIGAN | FL | PRIMARY | 30.75 | -86.64
32539 | STANDARD | CRESTVIEW | FL | PRIMARY | 30.75 | -86.57
32628 | STANDARD | CROSS CITY | FL | PRIMARY | 29.63 | -83.12
34423 | PO BOX | CRYSTAL RIVER | FL | PRIMARY | 28.9 | -82.59
34428 | STANDARD | CRYSTAL RIVER | FL | PRIMARY | 28.9 | -82.59
34429 | STANDARD | CRYSTAL RIVER | FL | PRIMARY | 28.9 | -82.59
32432 | PO BOX | CYPRESS | FL | PRIMARY | 30.71 | -85.07
32013 | PO BOX | DAY | FL | PRIMARY | 30.19 | -83.29
32433 | STANDARD | DEFUNIAK SPRINGS | FL | PRIMARY | 30.74 | -86.19
32434 | PO BOX | MOSSY HEAD | FL | PRIMARY | 30.74 | -86.31
32435 | STANDARD | DEFUNIAK SPRINGS | FL | PRIMARY | 30.74 | -86.19
32540 | PO BOX | DESTIN | FL | PRIMARY | 30.4 | -86.49
32541 | STANDARD | DESTIN | FL | PRIMARY | 30.4 | -86.49
32550 | STANDARD | MIRAMAR BEACH | FL | PRIMARY | 30.39 | -86.31
34430 | PO BOX | DUNNELLON | FL | PRIMARY | 29.04 | -82.44
34431 | STANDARD | DUNNELLON | FL | PRIMARY | 29.04 | -82.44
34432 | STANDARD | DUNNELLON | FL | PRIMARY | 29.04 | -82.44
34433 | STANDARD | DUNNELLON | FL | PRIMARY | 29.04 | -82.45
34434 | STANDARD | DUNNELLON | FL | PRIMARY | 29.04 | -82.45
32631 | STANDARD | EARLETON | FL | PRIMARY | 29.71 | -82.11
32328 | STANDARD | EASTPOINT | FL | PRIMARY | 29.75 | -84.86
32437 | STANDARD | EBRO | FL | PRIMARY | 30.44 | -85.88
32542 | STANDARD | EGLIN AFB | FL | PRIMARY | 30.46 | -86.54
32033 | STANDARD | ELKTON | FL | PRIMARY | 29.78 | -81.42
32633 | PO BOX | EVINSTON | FL | PRIMARY | 29.52 | -82.27
32634 | PO BOX | FAIRFIELD | FL | PRIMARY | 29.37 | -82.28
32034 | STANDARD | FERNANDINA BEACH | FL | PRIMARY | 30.65 | -81.44
32035 | PO BOX | FERNANDINA BEACH | FL | PRIMARY | 30.65 | -81.44
34436 | STANDARD | FLORAL CITY | FL | PRIMARY | 28.74 | -82.29
32547 | STANDARD | FORT WALTON BEACH | FL | PRIMARY | 30.42 | -86.61
32548 | STANDARD | FORT WALTON BEACH | FL | PRIMARY | 30.42 | -86.61
32549 | PO BOX | FORT WALTON BEACH | FL | PRIMARY | 30.42 | -86.61
32038 | STANDARD | FORT WHITE | FL | PRIMARY | 29.92 | -82.71
32438 | STANDARD | FOUNTAIN | FL | PRIMARY | 30.47 | -85.42
32439 | STANDARD | FREEPORT | FL | PRIMARY | 30.5 | -86.13
32601 | STANDARD | GAINESVILLE | FL | PRIMARY | 29.67 | -82.33
32602 | PO BOX | GAINESVILLE | FL | PRIMARY | 29.67 | -82.33
32603 | STANDARD | GAINESVILLE | FL | PRIMARY | 29.67 | -82.33
32604 | PO BOX | GAINESVILLE | FL | PRIMARY | 29.67 | -82.33
32605 | STANDARD | GAINESVILLE | FL | PRIMARY | 29.67 | -82.33
32606 | STANDARD | GAINESVILLE | FL | PRIMARY | 29.67 | -82.33
32607 | STANDARD | GAINESVILLE | FL | PRIMARY | 29.67 | -82.33
32608 | STANDARD | GAINESVILLE | FL | PRIMARY | 29.67 | -82.33
32609 | STANDARD | GAINESVILLE | FL | PRIMARY | 29.67 | -82.33
32610 | UNIQUE | GAINESVILLE | FL | PRIMARY | 29.67 | -82.33
32611 | UNIQUE | GAINESVILLE | FL | PRIMARY | 29.67 | -82.33
32612 | UNIQUE | GAINESVILLE | FL | PRIMARY | 29.67 | -82.33
32613 | PO BOX | GAINESVILLE | FL | PRIMARY | 29.67 | -82.33
32614 | PO BOX | GAINESVILLE | FL | PRIMARY | 29.67 | -82.33
32627 | PO BOX | GAINESVILLE | FL | PRIMARY | 29.67 | -82.33
32635 | PO BOX | GAINESVILLE | FL | PRIMARY | 29.67 | -82.33
32641 | STANDARD | GAINESVILLE | FL | PRIMARY | 29.67 | -82.33
32653 | STANDARD | GAINESVILLE | FL | PRIMARY | 29.67 | -82.33
32040 | STANDARD | GLEN SAINT MARY | FL | PRIMARY | 30.27 | -82.16
32560 | PO BOX | GONZALEZ | FL | PRIMARY | 30.57 | -87.29
32440 | STANDARD | GRACEVILLE | FL | PRIMARY | 30.96 | -85.51
32042 | PO BOX | GRAHAM | FL | PRIMARY | 29.88 | -82.24
32442 | STANDARD | GRAND RIDGE | FL | PRIMARY | 30.71 | -85.01
32043 | STANDARD | GREEN COVE SPRINGS | FL | PRIMARY | 29.98 | -81.67
32330 | PO BOX | GREENSBORO | FL | PRIMARY | 30.57 | -84.74
32331 | STANDARD | GREENVILLE | FL | PRIMARY | 30.46 | -83.63
32443 | STANDARD | GREENWOOD | FL | PRIMARY | 30.87 | -85.16
32332 | STANDARD | GRETNA | FL | PRIMARY | 30.61 | -84.66
32561 | STANDARD | GULF BREEZE | FL | PRIMARY | 30.36 | -87.17
32562 | PO BOX | GULF BREEZE | FL | PRIMARY | 30.36 | -87.17
32563 | STANDARD | GULF BREEZE | FL | PRIMARY | 30.65 | -86.88
32566 | STANDARD | NAVARRE | FL | PRIMARY | 30.36 | -87.17
32639 | PO BOX | GULF HAMMOCK | FL | PRIMARY | 29.25 | -82.7
32044 | STANDARD | HAMPTON | FL | PRIMARY | 29.86 | -82.13
32333 | STANDARD | HAVANA | FL | PRIMARY | 30.62 | -84.41
32640 | STANDARD | HAWTHORNE | FL | PRIMARY | 29.59 | -82.08
34442 | STANDARD | HERNANDO | FL | PRIMARY | 28.9 | -82.37
32643 | STANDARD | HIGH SPRINGS | FL | PRIMARY | 29.82 | -82.59
32655 | PO BOX | HIGH SPRINGS | FL | PRIMARY | 29.82 | -82.59
32046 | STANDARD | HILLIARD | FL | PRIMARY | 30.69 | -81.92
34445 | PO BOX | HOLDER | FL | PRIMARY | 28.96 | -82.41
32564 | STANDARD | HOLT | FL | PRIMARY | 30.72 | -86.67
34487 | PO BOX | HOMOSASSA | FL | PRIMARY | 28.78 | -82.61
34446 | STANDARD | HOMOSASSA | FL | PRIMARY | 28.78 | -82.61
34447 | PO BOX | HOMOSASSA SPRINGS | FL | PRIMARY | 28.79 | -82.54
34448 | STANDARD | HOMOSASSA | FL | PRIMARY | 28.78 | -82.61
32648 | STANDARD | HORSESHOE BEACH | FL | PRIMARY | 29.44 | -83.28
32334 | STANDARD | HOSFORD | FL | PRIMARY | 30.38 | -84.79
32335 | PO BOX | SUMATRA | FL | PRIMARY | 30.01 | -84.97
34449 | STANDARD | INGLIS | FL | PRIMARY | 29.03 | -82.65
34450 | STANDARD | INVERNESS | FL | PRIMARY | 28.83 | -82.34
34451 | PO BOX | INVERNESS | FL | PRIMARY | 28.83 | -82.34
34452 | STANDARD | INVERNESS | FL | PRIMARY | 28.83 | -82.34
34453 | STANDARD | INVERNESS | FL | PRIMARY | 28.83 | -82.34
32654 | PO BOX | ISLAND GROVE | FL | PRIMARY | 29.58 | -82.12
32099 | STANDARD | JACKSONVILLE | FL | PRIMARY | 30.33 | -81.65
32201 | PO BOX | JACKSONVILLE | FL | PRIMARY | 30.33 | -81.65
32202 | STANDARD | JACKSONVILLE | FL | PRIMARY | 30.33 | -81.65
32203 | PO BOX | JACKSONVILLE | FL | PRIMARY | 30.33 | -81.65
32204 | STANDARD | JACKSONVILLE | FL | PRIMARY | 30.33 | -81.65
32205 | STANDARD | JACKSONVILLE | FL | PRIMARY | 30.33 | -81.65
32206 | STANDARD | JACKSONVILLE | FL | PRIMARY | 30.33 | -81.65
32207 | STANDARD | JACKSONVILLE | FL | PRIMARY | 30.33 | -81.65
32208 | STANDARD | JACKSONVILLE | FL | PRIMARY | 30.33 | -81.65
32209 | STANDARD | JACKSONVILLE | FL | PRIMARY | 30.33 | -81.65
32210 | STANDARD | JACKSONVILLE | FL | PRIMARY | 30.33 | -81.65
32211 | STANDARD | JACKSONVILLE | FL | PRIMARY | 30.33 | -81.65
32212 | STANDARD | JACKSONVILLE | FL | PRIMARY | 30.33 | -81.65
32214 | UNIQUE | JACKSONVILLE | FL | PRIMARY | 30.33 | -81.65
32215 | PO BOX | JACKSONVILLE | FL | PRIMARY | 30.33 | -81.65
32216 | STANDARD | JACKSONVILLE | FL | PRIMARY | 30.33 | -81.65
32217 | STANDARD | JACKSONVILLE | FL | PRIMARY | 30.33 | -81.65
32218 | STANDARD | JACKSONVILLE | FL | PRIMARY | 30.33 | -81.65
32219 | STANDARD | JACKSONVILLE | FL | PRIMARY | 30.33 | -81.65
32220 | STANDARD | JACKSONVILLE | FL | PRIMARY | 30.33 | -81.65
32221 | STANDARD | JACKSONVILLE | FL | PRIMARY | 30.33 | -81.65
32222 | STANDARD | JACKSONVILLE | FL | PRIMARY | 30.33 | -81.65
32223 | STANDARD | JACKSONVILLE | FL | PRIMARY | 30.33 | -81.65
32224 | STANDARD | JACKSONVILLE | FL | PRIMARY | 30.33 | -81.65
32225 | STANDARD | JACKSONVILLE | FL | PRIMARY | 30.33 | -81.65
32226 | STANDARD | JACKSONVILLE | FL | PRIMARY | 30.33 | -81.65
32227 | STANDARD | JACKSONVILLE | FL | PRIMARY | 30.33 | -81.65
32228 | PO BOX | JACKSONVILLE | FL | PRIMARY | 30.33 | -81.65
32229 | PO BOX | JACKSONVILLE | FL | PRIMARY | 30.33 | -81.65
32230 | PO BOX | JACKSONVILLE | FL | PRIMARY | 30.33 | -81.65
32231 | PO BOX | JACKSONVILLE | FL | PRIMARY | 30.33 | -81.65
32232 | PO BOX | JACKSONVILLE | FL | PRIMARY | 30.33 | -81.65
32233 | STANDARD | ATLANTIC BEACH | FL | PRIMARY | 30.33 | -81.4
32234 | STANDARD | JACKSONVILLE | FL | PRIMARY | 30.33 | -81.65
32235 | PO BOX | JACKSONVILLE | FL | PRIMARY | 30.33 | -81.65
32236 | PO BOX | JACKSONVILLE | FL | PRIMARY | 30.33 | -81.65
32237 | PO BOX | JACKSONVILLE | FL | PRIMARY | 30.33 | -81.65
32238 | PO BOX | JACKSONVILLE | FL | PRIMARY | 30.33 | -81.65
32239 | PO BOX | JACKSONVILLE | FL | PRIMARY | 30.33 | -81.65
32240 | PO BOX | JACKSONVILLE BEACH | FL | PRIMARY | 30.29 | -81.39
32241 | PO BOX | JACKSONVILLE | FL | PRIMARY | 30.33 | -81.65
32244 | STANDARD | JACKSONVILLE | FL | PRIMARY | 30.33 | -81.65
32245 | PO BOX | JACKSONVILLE | FL | PRIMARY | 30.33 | -81.65
32246 | STANDARD | JACKSONVILLE | FL | PRIMARY | 30.33 | -81.65
32247 | PO BOX | JACKSONVILLE | FL | PRIMARY | 30.33 | -81.65
32250 | STANDARD | JACKSONVILLE BEACH | FL | PRIMARY | 30.29 | -81.39
32254 | STANDARD | JACKSONVILLE | FL | PRIMARY | 30.33 | -81.65
32255 | PO BOX | JACKSONVILLE | FL | PRIMARY | 30.33 | -81.65
32256 | STANDARD | JACKSONVILLE | FL | PRIMARY | 30.33 | -81.65
32257 | STANDARD | JACKSONVILLE | FL | PRIMARY | 30.33 | -81.65
32258 | STANDARD | JACKSONVILLE | FL | PRIMARY | 30.33 | -81.65
32259 | STANDARD | SAINT JOHNS | FL | PRIMARY | 30.08 | -81.59
32260 | PO BOX | JACKSONVILLE | FL | PRIMARY | 30.33 | -81.65
32266 | STANDARD | NEPTUNE BEACH | FL | PRIMARY | 30.31 | -81.39
32277 | STANDARD | JACKSONVILLE | FL | PRIMARY | 30.33 | -81.65
32052 | STANDARD | JASPER | FL | PRIMARY | 30.51 | -82.95
32565 | STANDARD | JAY | FL | PRIMARY | 30.95 | -87.15
32053 | STANDARD | JENNINGS | FL | PRIMARY | 30.6 | -83.1
32656 | STANDARD | KEYSTONE HEIGHTS | FL | PRIMARY | 29.78 | -82.03
32658 | PO BOX | LA CROSSE | FL | PRIMARY | 29.84 | -82.4
32054 | STANDARD | LAKE BUTLER | FL | PRIMARY | 30.02 | -82.33
32061 | STANDARD | LULU | FL | PRIMARY | 30.1 | -82.49
32024 | STANDARD | LAKE CITY | FL | PRIMARY | 30.19 | -82.64
32025 | STANDARD | LAKE CITY | FL | PRIMARY | 30.19 | -82.64
32055 | STANDARD | LAKE CITY | FL | PRIMARY | 30.19 | -82.64
32056 | PO BOX | LAKE CITY | FL | PRIMARY | 30.19 | -82.64
32336 | STANDARD | LAMONT | FL | PRIMARY | 30.37 | -83.81
32538 | PO BOX | PAXTON | FL | PRIMARY | 30.97 | -86.31
32567 | STANDARD | LAUREL HILL | FL | PRIMARY | 30.96 | -86.45
32058 | STANDARD | LAWTEY | FL | PRIMARY | 30.04 | -82.07
34460 | PO BOX | LECANTO | FL | PRIMARY | 28.85 | -82.48
34461 | STANDARD | LECANTO | FL | PRIMARY | 28.85 | -82.48
34464 | PO BOX | BEVERLY HILLS | FL | PRIMARY | 28.91 | -82.46
34465 | STANDARD | BEVERLY HILLS | FL | PRIMARY | 28.91 | -82.46
32059 | STANDARD | LEE | FL | PRIMARY | 30.41 | -83.3
32060 | STANDARD | LIVE OAK | FL | PRIMARY | 30.29 | -82.98
32064 | STANDARD | LIVE OAK | FL | PRIMARY | 30.29 | -82.98
32337 | PO BOX | LLOYD | FL | PRIMARY | 30.47 | -84.02
32662 | PO BOX | LOCHLOOSA | FL | PRIMARY | 29.51 | -82.1
32663 | PO BOX | LOWELL | FL | PRIMARY | 29.32 | -82.19
32444 | STANDARD | LYNN HAVEN | FL | PRIMARY | 30.24 | -85.65
32062 | STANDARD | MC ALPIN | FL | PRIMARY | 30.13 | -82.96
32568 | STANDARD | MC DAVID | FL | PRIMARY | 30.86 | -87.46
32664 | PO BOX | MC INTOSH | FL | PRIMARY | 29.44 | -82.22
32063 | STANDARD | MACCLENNY | FL | PRIMARY | 30.28 | -82.12
32340 | STANDARD | MADISON | FL | PRIMARY | 30.46 | -83.41
32341 | PO BOX | MADISON | FL | PRIMARY | 30.46 | -83.41
32445 | STANDARD | MALONE | FL | PRIMARY | 30.95 | -85.16
32446 | STANDARD | MARIANNA | FL | PRIMARY | 30.77 | -85.23
32447 | PO BOX | MARIANNA | FL | PRIMARY | 30.77 | -85.23
32448 | STANDARD | MARIANNA | FL | PRIMARY | 30.77 | -85.23
32544 | STANDARD | HURLBURT FIELD | FL | PRIMARY | 30.42 | -86.69
32569 | STANDARD | MARY ESTHER | FL | PRIMARY | 30.41 | -86.66
32066 | STANDARD | MAYO | FL | PRIMARY | 30.05 | -83.17
32666 | STANDARD | MELROSE | FL | PRIMARY | 29.7 | -82.05
32667 | STANDARD | MICANOPY | FL | PRIMARY | 29.5 | -82.28
32050 | PO BOX | MIDDLEBURG | FL | PRIMARY | 30.05 | -81.9
32068 | STANDARD | MIDDLEBURG | FL | PRIMARY | 30.05 | -81.9
32343 | STANDARD | MIDWAY | FL | PRIMARY | 30.49 | -84.46
32570 | STANDARD | MILTON | FL | PRIMARY | 30.63 | -87.04
32571 | STANDARD | MILTON | FL | PRIMARY | 30.63 | -87.04
32572 | PO BOX | MILTON | FL | PRIMARY | 30.63 | -87.04
32583 | STANDARD | MILTON | FL | PRIMARY | 30.63 | -87.04
32577 | STANDARD | MOLINO | FL | PRIMARY | 30.71 | -87.32
32344 | STANDARD | MONTICELLO | FL | PRIMARY | 30.54 | -83.87
32345 | PO BOX | MONTICELLO | FL | PRIMARY | 30.54 | -83.87
32668 | STANDARD | MORRISTON | FL | PRIMARY | 29.27 | -82.49
32669 | STANDARD | NEWBERRY | FL | PRIMARY | 29.64 | -82.61
32578 | STANDARD | NICEVILLE | FL | PRIMARY | 30.53 | -86.48
32588 | PO BOX | NICEVILLE | FL | PRIMARY | 30.53 | -86.48
32452 | PO BOX | NOMA | FL | PRIMARY | 30.98 | -85.61
32071 | STANDARD | O BRIEN | FL | PRIMARY | 30.03 | -82.92
34470 | STANDARD | OCALA | FL | PRIMARY | 29.18 | -82.13
34471 | STANDARD | OCALA | FL | PRIMARY | 29.18 | -82.13
34472 | STANDARD | OCALA | FL | PRIMARY | 29.18 | -82.13
34473 | STANDARD | OCALA | FL | PRIMARY | 29.18 | -82.13
34474 | STANDARD | OCALA | FL | PRIMARY | 29.18 | -82.13
34475 | STANDARD | OCALA | FL | PRIMARY | 29.18 | -82.13
34476 | STANDARD | OCALA | FL | PRIMARY | 29.18 | -82.13
34477 | PO BOX | OCALA | FL | PRIMARY | 29.18 | -82.13
34478 | PO BOX | OCALA | FL | PRIMARY | 29.18 | -82.13
34479 | STANDARD | OCALA | FL | PRIMARY | 29.18 | -82.13
34480 | STANDARD | OCALA | FL | PRIMARY | 29.18 | -82.13
34481 | STANDARD | OCALA | FL | PRIMARY | 29.18 | -82.13
34482 | STANDARD | OCALA | FL | PRIMARY | 29.18 | -82.13
34483 | PO BOX | OCALA | FL | PRIMARY | 29.18 | -82.13
32680 | STANDARD | OLD TOWN | FL | PRIMARY | 29.59 | -82.98
32681 | PO BOX | ORANGE LAKE | FL | PRIMARY | 29.44 | -81.99
32003 | STANDARD | FLEMING ISLAND | FL | PRIMARY | 30.16 | -81.7
32006 | PO BOX | FLEMING ISLAND | FL | PRIMARY | 30.11 | -81.72
32030 | PO BOX | DOCTORS INLET | FL | PRIMARY | 30.12 | -81.76
32065 | STANDARD | ORANGE PARK | FL | PRIMARY | 30.16 | -81.7
32067 | PO BOX | ORANGE PARK | FL | PRIMARY | 30.16 | -81.7
32073 | STANDARD | ORANGE PARK | FL | PRIMARY | 30.16 | -81.7
32683 | PO BOX | OTTER CREEK | FL | PRIMARY | 29.32 | -82.77
34484 | STANDARD | OXFORD | FL | PRIMARY | 28.92 | -82.04
32346 | STANDARD | PANACEA | FL | PRIMARY | 30.03 | -84.38
32401 | STANDARD | PANAMA CITY | FL | PRIMARY | 30.17 | -85.67
32402 | PO BOX | PANAMA CITY | FL | PRIMARY | 30.17 | -85.67
32403 | STANDARD | PANAMA CITY | FL | PRIMARY | 30.17 | -85.67
32404 | STANDARD | PANAMA CITY | FL | PRIMARY | 30.17 | -85.67
32405 | STANDARD | PANAMA CITY | FL | PRIMARY | 30.17 | -85.67
32406 | PO BOX | PANAMA CITY | FL | PRIMARY | 30.17 | -85.67
32407 | STANDARD | PANAMA CITY BEACH | FL | PRIMARY | 30.17 | -85.8
32408 | STANDARD | PANAMA CITY | FL | PRIMARY | 30.17 | -85.67
32409 | STANDARD | PANAMA CITY | FL | PRIMARY | 30.17 | -85.67
32411 | PO BOX | PANAMA CITY | FL | PRIMARY | 30.17 | -85.67
32412 | PO BOX | PANAMA CITY | FL | PRIMARY | 30.17 | -85.67
32413 | STANDARD | PANAMA CITY BEACH | FL | PRIMARY | 30.17 | -85.8
32417 | PO BOX | PANAMA CITY | FL | PRIMARY | 30.17 | -85.67
32461 | PO BOX | ROSEMARY BEACH | FL | PRIMARY | 30.25 | -85.94
32079 | PO BOX | PENNEY FARMS | FL | PRIMARY | 29.98 | -81.81
32501 | STANDARD | PENSACOLA | FL | PRIMARY | 30.44 | -87.18
32502 | STANDARD | PENSACOLA | FL | PRIMARY | 30.44 | -87.18
32503 | STANDARD | PENSACOLA | FL | PRIMARY | 30.44 | -87.18
32504 | STANDARD | PENSACOLA | FL | PRIMARY | 30.44 | -87.18
32505 | STANDARD | PENSACOLA | FL | PRIMARY | 30.44 | -87.18
32506 | STANDARD | PENSACOLA | FL | PRIMARY | 30.44 | -87.18
32507 | STANDARD | PENSACOLA | FL | PRIMARY | 30.44 | -87.18
32508 | STANDARD | PENSACOLA | FL | PRIMARY | 30.44 | -87.18
32509 | UNIQUE | PENSACOLA | FL | PRIMARY | 30.44 | -87.18
32511 | UNIQUE | PENSACOLA | FL | PRIMARY | 30.44 | -87.18
32512 | UNIQUE | PENSACOLA | FL | PRIMARY | 30.44 | -87.18
32513 | PO BOX | PENSACOLA | FL | PRIMARY | 30.44 | -87.18
32514 | STANDARD | PENSACOLA | FL | PRIMARY | 30.44 | -87.18
32516 | PO BOX | PENSACOLA | FL | PRIMARY | 30.44 | -87.18
32520 | UNIQUE | PENSACOLA | FL | PRIMARY | 30.44 | -87.18
32521 | UNIQUE | PENSACOLA | FL | PRIMARY | 30.44 | -87.18
32522 | PO BOX | PENSACOLA | FL | PRIMARY | 30.44 | -87.18
32523 | PO BOX | PENSACOLA | FL | PRIMARY | 30.44 | -87.18
32524 | PO BOX | PENSACOLA | FL | PRIMARY | 30.44 | -87.18
32526 | STANDARD | PENSACOLA | FL | PRIMARY | 30.44 | -87.18
32534 | STANDARD | PENSACOLA | FL | PRIMARY | 30.44 | -87.18
32559 | UNIQUE | PENSACOLA | FL | PRIMARY | 30.44 | -87.18
32590 | PO BOX | PENSACOLA | FL | PRIMARY | 30.44 | -87.18
32591 | PO BOX | PENSACOLA | FL | PRIMARY | 30.44 | -87.18
32592 | PO BOX | PENSACOLA | FL | PRIMARY | 30.44 | -87.18
32347 | STANDARD | PERRY | FL | PRIMARY | 30.1 | -83.58
32348 | STANDARD | PERRY | FL | PRIMARY | 30.1 | -83.58
32350 | STANDARD | PINETTA | FL | PRIMARY | 30.59 | -83.35
32455 | STANDARD | PONCE DE LEON | FL | PRIMARY | 30.72 | -85.93
32004 | PO BOX | PONTE VEDRA BEACH | FL | PRIMARY | 30.23 | -81.38
32081 | STANDARD | PONTE VEDRA | FL | PRIMARY | 30.08 | -81.4
32082 | STANDARD | PONTE VEDRA BEACH | FL | PRIMARY | 30.23 | -81.38
32410 | PO BOX | MEXICO BEACH | FL | PRIMARY | 29.94 | -85.4
32456 | STANDARD | PORT SAINT JOE | FL | PRIMARY | 29.83 | -85.24
32457 | PO BOX | PORT SAINT JOE | FL | PRIMARY | 29.83 | -85.24
32351 | STANDARD | QUINCY | FL | PRIMARY | 30.58 | -84.58
32352 | STANDARD | QUINCY | FL | PRIMARY | 30.65 | -84.69
32353 | PO BOX | QUINCY | FL | PRIMARY | 30.58 | -84.58
32026 | UNIQUE | RAIFORD | FL | PRIMARY | 30.06 | -82.24
32083 | STANDARD | RAIFORD | FL | PRIMARY | 30.06 | -82.23
32686 | STANDARD | REDDICK | FL | PRIMARY | 29.36 | -82.19
32080 | STANDARD | SAINT AUGUSTINE | FL | PRIMARY | 29.8 | -81.26
32084 | STANDARD | SAINT AUGUSTINE | FL | PRIMARY | 29.89 | -81.31
32085 | PO BOX | SAINT AUGUSTINE | FL | PRIMARY | 29.89 | -81.31
32086 | STANDARD | SAINT AUGUSTINE | FL | PRIMARY | 29.89 | -81.31
32092 | STANDARD | SAINT AUGUSTINE | FL | PRIMARY | 29.89 | -81.31
32095 | STANDARD | SAINT AUGUSTINE | FL | PRIMARY | 29.89 | -81.31
32355 | PO BOX | SAINT MARKS | FL | PRIMARY | 30.16 | -84.2
32356 | STANDARD | SALEM | FL | PRIMARY | 29.88 | -83.41
32072 | PO BOX | OLUSTEE | FL | PRIMARY | 30.2 | -82.42
32087 | STANDARD | SANDERSON | FL | PRIMARY | 30.25 | -82.27
32459 | STANDARD | SANTA ROSA BEACH | FL | PRIMARY | 30.37 | -86.22
32357 | PO BOX | SHADY GROVE | FL | PRIMARY | 30.28 | -83.63
32579 | STANDARD | SHALIMAR | FL | PRIMARY | 30.44 | -86.57
34488 | STANDARD | SILVER SPRINGS | FL | PRIMARY | 29.22 | -82
34489 | PO BOX | SILVER SPRINGS | FL | PRIMARY | 29.22 | -82
32460 | STANDARD | SNEADS | FL | PRIMARY | 30.7 | -84.92
32358 | STANDARD | SOPCHOPPY | FL | PRIMARY | 30.05 | -84.48
32091 | STANDARD | STARKE | FL | PRIMARY | 29.94 | -82.11
32359 | STANDARD | STEINHATCHEE | FL | PRIMARY | 29.67 | -83.39
34491 | STANDARD | SUMMERFIELD | FL | PRIMARY | 29 | -82.03
34492 | PO BOX | SUMMERFIELD | FL | PRIMARY | 29 | -82.03
32692 | PO BOX | SUWANNEE | FL | PRIMARY | 29.32 | -83.14
32301 | STANDARD | TALLAHASSEE | FL | PRIMARY | 30.45 | -84.28
32302 | PO BOX | TALLAHASSEE | FL | PRIMARY | 30.45 | -84.28
32303 | STANDARD | TALLAHASSEE | FL | PRIMARY | 30.45 | -84.28
32304 | STANDARD | TALLAHASSEE | FL | PRIMARY | 30.45 | -84.28
32305 | STANDARD | TALLAHASSEE | FL | PRIMARY | 30.23 | -84.3
32306 | UNIQUE | TALLAHASSEE | FL | PRIMARY | 30.45 | -84.28
32307 | UNIQUE | TALLAHASSEE | FL | PRIMARY | 30.45 | -84.28
32308 | STANDARD | TALLAHASSEE | FL | PRIMARY | 30.45 | -84.28
32309 | STANDARD | TALLAHASSEE | FL | PRIMARY | 30.53 | -84.1
32310 | STANDARD | TALLAHASSEE | FL | PRIMARY | 30.45 | -84.28
32311 | STANDARD | TALLAHASSEE | FL | PRIMARY | 30.45 | -84.28
32312 | STANDARD | TALLAHASSEE | FL | PRIMARY | 30.45 | -84.28
32313 | UNIQUE | TALLAHASSEE | FL | PRIMARY | 30.45 | -84.28
32314 | PO BOX | TALLAHASSEE | FL | PRIMARY | 30.45 | -84.28
32315 | PO BOX | TALLAHASSEE | FL | PRIMARY | 30.45 | -84.28
32316 | PO BOX | TALLAHASSEE | FL | PRIMARY | 30.45 | -84.28
32317 | STANDARD | TALLAHASSEE | FL | PRIMARY | 30.45 | -84.28
32318 | PO BOX | TALLAHASSEE | FL | PRIMARY | 30.56 | -84.18
32395 | UNIQUE | TALLAHASSEE | FL | PRIMARY | 30.45 | -84.28
32399 | UNIQUE | TALLAHASSEE | FL | PRIMARY | 30.45 | -84.28
32360 | PO BOX | TELOGIA | FL | PRIMARY | 30.35 | -84.81
32693 | STANDARD | TRENTON | FL | PRIMARY | 29.61 | -82.81
32580 | STANDARD | VALPARAISO | FL | PRIMARY | 30.49 | -86.5
32462 | STANDARD | VERNON | FL | PRIMARY | 30.61 | -85.7
32361 | PO BOX | WACISSA | FL | PRIMARY | 30.35 | -83.98
32694 | STANDARD | WALDO | FL | PRIMARY | 29.79 | -82.17
32463 | PO BOX | WAUSAU | FL | PRIMARY | 30.63 | -85.58
32094 | STANDARD | WELLBORN | FL | PRIMARY | 30.23 | -82.81
32464 | STANDARD | WESTVILLE | FL | PRIMARY | 30.76 | -85.84
32449 | STANDARD | WEWAHITCHKA | FL | PRIMARY | 30.26 | -85.24
32465 | STANDARD | WEWAHITCHKA | FL | PRIMARY | 30.11 | -85.19
32096 | STANDARD | WHITE SPRINGS | FL | PRIMARY | 30.33 | -82.75
32696 | STANDARD | WILLISTON | FL | PRIMARY | 29.37 | -82.45
32362 | PO BOX | WOODVILLE | FL | PRIMARY | 30.31 | -84.26
32697 | PO BOX | WORTHINGTON SPRINGS | FL | PRIMARY | 29.93 | -82.42
34498 | STANDARD | YANKEETOWN | FL | PRIMARY | 29.03 | -82.71
32466 | STANDARD | YOUNGSTOWN | FL | PRIMARY | 30.36 | -85.43
32041 | PO BOX | YULEE | FL | PRIMARY | 30.63 | -81.57
32097 | STANDARD | YULEE | FL | PRIMARY | 30.63 | -81.57
31001 | STANDARD | ABBEVILLE | GA | PRIMARY | 31.99 | -83.3
31620 | STANDARD | ADEL | GA | PRIMARY | 31.13 | -83.42
31002 | STANDARD | ADRIAN | GA | PRIMARY | 32.52 | -82.59
30410 | STANDARD | AILEY | GA | PRIMARY | 32.18 | -82.57
30411 | STANDARD | ALAMO | GA | PRIMARY | 32.14 | -82.77
31622 | STANDARD | ALAPAHA | GA | PRIMARY | 31.38 | -83.22
31701 | STANDARD | ALBANY | GA | PRIMARY | 31.57 | -84.17
31702 | PO BOX | ALBANY | GA | PRIMARY | 31.57 | -84.17
31703 | PO BOX | ALBANY | GA | PRIMARY | 31.57 | -84.17
31704 | UNIQUE | ALBANY | GA | PRIMARY | 31.57 | -84.17
31705 | STANDARD | ALBANY | GA | PRIMARY | 31.57 | -84.17
31706 | PO BOX | ALBANY | GA | PRIMARY | 31.57 | -84.17
31707 | STANDARD | ALBANY | GA | PRIMARY | 31.57 | -84.17
31708 | PO BOX | ALBANY | GA | PRIMARY | 31.57 | -84.17
31721 | STANDARD | ALBANY | GA | PRIMARY | 31.52 | -84.3
31301 | STANDARD | ALLENHURST | GA | PRIMARY | 31.78 | -81.6
31003 | PO BOX | ALLENTOWN | GA | PRIMARY | 32.59 | -83.22
31510 | STANDARD | ALMA | GA | PRIMARY | 31.54 | -82.47
30412 | PO BOX | ALSTON | GA | PRIMARY | 32.08 | -82.47
31512 | STANDARD | AMBROSE | GA | PRIMARY | 31.59 | -83.01
31709 | STANDARD | AMERICUS | GA | PRIMARY | 32.07 | -84.22
31719 | STANDARD | AMERICUS | GA | PRIMARY | 32.06 | -84.26
31711 | STANDARD | ANDERSONVILLE | GA | PRIMARY | 32.19 | -84.14
30802 | STANDARD | APPLING | GA | PRIMARY | 33.6 | -82.31
31712 | STANDARD | ARABI | GA | PRIMARY | 31.83 | -83.73
31623 | PO BOX | ARGYLE | GA | PRIMARY | 31.07 | -82.64
39813 | STANDARD | ARLINGTON | GA | PRIMARY | 31.41 | -84.69
31714 | STANDARD | ASHBURN | GA | PRIMARY | 31.7 | -83.65
39815 | STANDARD | ATTAPULGUS | GA | PRIMARY | 30.74 | -84.47
30901 | STANDARD | AUGUSTA | GA | PRIMARY | 33.45 | -81.99
30903 | PO BOX | AUGUSTA | GA | PRIMARY | 33.45 | -81.99
30904 | STANDARD | AUGUSTA | GA | PRIMARY | 33.45 | -81.99
30905 | STANDARD | AUGUSTA | GA | PRIMARY | 33.45 | -81.99
30906 | STANDARD | AUGUSTA | GA | PRIMARY | 33.45 | -81.99
30907 | STANDARD | AUGUSTA | GA | PRIMARY | 33.45 | -81.99
30909 | STANDARD | AUGUSTA | GA | PRIMARY | 33.45 | -81.99
30912 | STANDARD | AUGUSTA | GA | PRIMARY | 33.45 | -81.99
30914 | PO BOX | AUGUSTA | GA | PRIMARY | 33.45 | -81.99
30916 | PO BOX | AUGUSTA | GA | PRIMARY | 33.45 | -81.99
30917 | PO BOX | AUGUSTA | GA | PRIMARY | 33.45 | -81.99
30919 | PO BOX | AUGUSTA | GA | PRIMARY | 33.45 | -81.99
30999 | UNIQUE | AUGUSTA | GA | PRIMARY | 33.45 | -81.99
30803 | STANDARD | AVERA | GA | PRIMARY | 33.19 | -82.52
31624 | STANDARD | AXSON | GA | PRIMARY | 31.27 | -82.73
31716 | STANDARD | BACONTON | GA | PRIMARY | 31.37 | -84.16
39817 | STANDARD | BAINBRIDGE | GA | PRIMARY | 30.9 | -84.57
39818 | PO BOX | BAINBRIDGE | GA | PRIMARY | 30.7 | -84.67
39819 | STANDARD | BAINBRIDGE | GA | PRIMARY | 30.8 | -84.5
31625 | STANDARD | BARNEY | GA | PRIMARY | 31 | -83.51
30413 | STANDARD | BARTOW | GA | PRIMARY | 32.88 | -82.47
31720 | PO BOX | BARWICK | GA | PRIMARY | 30.89 | -83.73
31513 | STANDARD | BAXLEY | GA | PRIMARY | 31.76 | -82.35
31515 | PO BOX | BAXLEY | GA | PRIMARY | 31.76 | -82.35
31722 | PO BOX | BERLIN | GA | PRIMARY | 31.06 | -83.62
31516 | STANDARD | BLACKSHEAR | GA | PRIMARY | 31.29 | -82.24
39823 | STANDARD | BLAKELY | GA | PRIMARY | 31.33 | -84.94
31302 | STANDARD | BLOOMINGDALE | GA | PRIMARY | 32.11 | -81.3
39824 | STANDARD | BLUFFTON | GA | PRIMARY | 31.55 | -84.86
30805 | STANDARD | BLYTHE | GA | PRIMARY | 33.29 | -82.19
31004 | PO BOX | BOLINGBROKE | GA | PRIMARY | 32.95 | -83.81
31005 | STANDARD | BONAIRE | GA | PRIMARY | 32.5 | -83.56
30806 | PO BOX | BONEVILLE | GA | PRIMARY | 33.42 | -82.43
31626 | STANDARD | BOSTON | GA | PRIMARY | 30.79 | -83.79
31801 | STANDARD | BOX SPRINGS | GA | PRIMARY | 32.58 | -84.61
39825 | STANDARD | BRINSON | GA | PRIMARY | 30.94 | -84.71
31518 | STANDARD | BRISTOL | GA | PRIMARY | 31.44 | -82.21
39826 | STANDARD | BRONWOOD | GA | PRIMARY | 31.82 | -84.32
31727 | PO BOX | BROOKFIELD | GA | PRIMARY | 31.41 | -83.39
30415 | STANDARD | BROOKLET | GA | PRIMARY | 32.38 | -81.66
31519 | STANDARD | BROXTON | GA | PRIMARY | 31.62 | -82.88
31520 | STANDARD | BRUNSWICK | GA | PRIMARY | 31.15 | -81.48
31521 | PO BOX | BRUNSWICK | GA | PRIMARY | 31.14 | -81.49
31522 | STANDARD | SAINT SIMONS ISLAND | GA | PRIMARY | 31.21 | -81.37
31523 | STANDARD | BRUNSWICK | GA | PRIMARY | 31.21 | -81.64
31524 | UNIQUE | BRUNSWICK | GA | PRIMARY | 31.14 | -81.49
31525 | STANDARD | BRUNSWICK | GA | PRIMARY | 31.32 | -81.53
31527 | STANDARD | JEKYLL ISLAND | GA | PRIMARY | 31.04 | -81.41
31561 | PO BOX | SEA ISLAND | GA | PRIMARY | 31.18 | -81.35
31803 | STANDARD | BUENA VISTA | GA | PRIMARY | 32.31 | -84.51
31006 | STANDARD | BUTLER | GA | PRIMARY | 32.55 | -84.23
31007 | STANDARD | BYROMVILLE | GA | PRIMARY | 32.2 | -83.9
31008 | STANDARD | BYRON | GA | PRIMARY | 32.65 | -83.75
31009 | STANDARD | CADWELL | GA | PRIMARY | 32.34 | -83.04
39827 | STANDARD | CAIRO | GA | PRIMARY | 30.97 | -84.2
39828 | STANDARD | CAIRO | GA | PRIMARY | 30.87 | -84.2
39829 | PO BOX | CALVARY | GA | PRIMARY | 30.72 | -84.34
30807 | PO BOX | CAMAK | GA | PRIMARY | 33.45 | -82.64
31730 | STANDARD | CAMILLA | GA | PRIMARY | 31.22 | -84.21
31804 | STANDARD | CATAULA | GA | PRIMARY | 32.66 | -84.88
31627 | PO BOX | CECIL | GA | PRIMARY | 31.04 | -83.39
39832 | PO BOX | CEDAR SPRINGS | GA | PRIMARY | 31.18 | -85.03
31011 | STANDARD | CHAUNCEY | GA | PRIMARY | 32.1 | -83.06
31012 | STANDARD | CHESTER | GA | PRIMARY | 32.39 | -83.15
31733 | STANDARD | CHULA | GA | PRIMARY | 31.54 | -83.54
30414 | PO BOX | BELLVILLE | GA | PRIMARY | 32.15 | -81.97
30417 | STANDARD | CLAXTON | GA | PRIMARY | 32.16 | -81.9
30438 | PO BOX | MANASSAS | GA | PRIMARY | 32.16 | -82.02
39834 | STANDARD | CLIMAX | GA | PRIMARY | 30.89 | -84.44
31013 | PO BOX | CLINCHFIELD | GA | PRIMARY | 32.35 | -83.7
31303 | STANDARD | CLYO | GA | PRIMARY | 32.48 | -81.26
31735 | STANDARD | COBB | GA | PRIMARY | 31.96 | -83.96
30420 | STANDARD | COBBTOWN | GA | PRIMARY | 32.28 | -82.13
31014 | STANDARD | COCHRAN | GA | PRIMARY | 32.38 | -83.35
39836 | STANDARD | COLEMAN | GA | PRIMARY | 31.66 | -84.87
30421 | STANDARD | COLLINS | GA | PRIMARY | 32.18 | -82.1
39837 | STANDARD | COLQUITT | GA | PRIMARY | 31.15 | -84.67
31829 | STANDARD | UPATOI | GA | PRIMARY | 32.56 | -84.74
31901 | STANDARD | COLUMBUS | GA | PRIMARY | 32.51 | -84.87
31902 | PO BOX | COLUMBUS | GA | PRIMARY | 32.51 | -84.87
31903 | STANDARD | COLUMBUS | GA | PRIMARY | 32.51 | -84.87
31904 | STANDARD | COLUMBUS | GA | PRIMARY | 32.51 | -84.87
31905 | STANDARD | FORT BENNING | GA | PRIMARY | 32.39 | -84.87
31906 | STANDARD | COLUMBUS | GA | PRIMARY | 32.51 | -84.87
31907 | STANDARD | COLUMBUS | GA | PRIMARY | 32.51 | -84.87
31908 | PO BOX | COLUMBUS | GA | PRIMARY | 32.51 | -84.87
31909 | STANDARD | COLUMBUS | GA | PRIMARY | 32.51 | -84.87
31914 | PO BOX | COLUMBUS | GA | PRIMARY | 32.51 | -84.87
31917 | PO BOX | COLUMBUS | GA | PRIMARY | 32.51 | -84.87
31993 | UNIQUE | COLUMBUS | GA | PRIMARY | 32.51 | -84.87
31995 | PO BOX | FORT BENNING | GA | PRIMARY | 32.39 | -84.87
31997 | UNIQUE | COLUMBUS | GA | PRIMARY | 32.51 | -84.87
31998 | UNIQUE | COLUMBUS | GA | PRIMARY | 32.51 | -84.87
31999 | UNIQUE | COLUMBUS | GA | PRIMARY | 32.51 | -84.87
31738 | STANDARD | COOLIDGE | GA | PRIMARY | 31.01 | -83.86
31010 | PO BOX | CORDELE | GA | PRIMARY | 31.96 | -83.77
31015 | STANDARD | CORDELE | GA | PRIMARY | 31.96 | -83.77
31304 | PO BOX | CRESCENT | GA | PRIMARY | 31.5 | -81.36
31016 | STANDARD | CULLODEN | GA | PRIMARY | 32.86 | -84.09
31805 | STANDARD | CUSSETA | GA | PRIMARY | 32.3 | -84.77
39840 | STANDARD | CUTHBERT | GA | PRIMARY | 31.77 | -84.75
30423 | PO BOX | DAISY | GA | PRIMARY | 32.15 | -81.83
39841 | STANDARD | DAMASCUS | GA | PRIMARY | 31.28 | -84.67
31017 | STANDARD | DANVILLE | GA | PRIMARY | 32.6 | -83.24
31305 | STANDARD | DARIEN | GA | PRIMARY | 31.37 | -81.42
31018 | STANDARD | DAVISBORO | GA | PRIMARY | 32.98 | -82.6
39842 | STANDARD | DAWSON | GA | PRIMARY | 31.76 | -84.44
30808 | STANDARD | DEARING | GA | PRIMARY | 33.41 | -82.38
31532 | STANDARD | DENTON | GA | PRIMARY | 31.72 | -82.69
31743 | STANDARD | DE SOTO | GA | PRIMARY | 31.95 | -84.06
31019 | STANDARD | DEXTER | GA | PRIMARY | 32.43 | -83.06
31629 | STANDARD | DIXIE | GA | PRIMARY | 30.78 | -83.66
31744 | STANDARD | DOERUN | GA | PRIMARY | 31.31 | -83.91
39845 | STANDARD | DONALSONVILLE | GA | PRIMARY | 31.04 | -84.87
31533 | STANDARD | DOUGLAS | GA | PRIMARY | 31.5 | -82.85
31534 | PO BOX | DOUGLAS | GA | PRIMARY | 31.5 | -82.85
31535 | STANDARD | DOUGLAS | GA | PRIMARY | 31.5 | -82.85
30424 | PO BOX | DOVER | GA | PRIMARY | 32.57 | -81.71
31020 | STANDARD | DRY BRANCH | GA | PRIMARY | 32.63 | -83.47
31021 | STANDARD | DUBLIN | GA | PRIMARY | 32.53 | -82.92
31027 | STANDARD | EAST DUBLIN | GA | PRIMARY | 32.53 | -82.92
31040 | PO BOX | DUBLIN | GA | PRIMARY | 32.53 | -82.92
31022 | STANDARD | DUDLEY | GA | PRIMARY | 32.53 | -83.08
31630 | STANDARD | DU PONT | GA | PRIMARY | 30.98 | -82.86
31023 | STANDARD | EASTMAN | GA | PRIMARY | 32.19 | -83.17
31024 | STANDARD | EATONTON | GA | PRIMARY | 33.32 | -83.38
31026 | UNIQUE | EATONTON | GA | PRIMARY | 33.33 | -83.39
31307 | PO BOX | EDEN | GA | PRIMARY | 32.17 | -81.39
39846 | STANDARD | EDISON | GA | PRIMARY | 31.56 | -84.73
31025 | STANDARD | ELKO | GA | PRIMARY | 32.33 | -83.73
31308 | STANDARD | ELLABELL | GA | PRIMARY | 32.12 | -81.48
31806 | STANDARD | ELLAVILLE | GA | PRIMARY | 32.23 | -84.3
31747 | PO BOX | ELLENTON | GA | PRIMARY | 31.17 | -83.58
31807 | STANDARD | ELLERSLIE | GA | PRIMARY | 32.64 | -84.79
31749 | STANDARD | ENIGMA | GA | PRIMARY | 31.4 | -83.33
30809 | STANDARD | EVANS | GA | PRIMARY | 33.51 | -82.14
31631 | STANDARD | FARGO | GA | PRIMARY | 30.68 | -82.56
31750 | STANDARD | FITZGERALD | GA | PRIMARY | 31.7 | -83.25
31309 | STANDARD | FLEMING | GA | PRIMARY | 31.88 | -81.42
31537 | STANDARD | FOLKSTON | GA | PRIMARY | 30.83 | -82
31029 | STANDARD | FORSYTH | GA | PRIMARY | 33.03 | -83.94
39851 | STANDARD | FORT GAINES | GA | PRIMARY | 31.61 | -84.99
31808 | STANDARD | FORTSON | GA | PRIMARY | 32.63 | -84.98
31030 | STANDARD | FORT VALLEY | GA | PRIMARY | 32.55 | -83.88
39852 | PO BOX | FOWLSTOWN | GA | PRIMARY | 30.79 | -84.55
31753 | PO BOX | FUNSTON | GA | PRIMARY | 31.2 | -83.87
30425 | STANDARD | GARFIELD | GA | PRIMARY | 32.65 | -82.09
31810 | PO BOX | GENEVA | GA | PRIMARY | 32.57 | -84.55
39854 | STANDARD | GEORGETOWN | GA | PRIMARY | 31.85 | -85.04
30810 | STANDARD | GIBSON | GA | PRIMARY | 33.23 | -82.59
30426 | STANDARD | GIRARD | GA | PRIMARY | 33.04 | -81.71
30427 | STANDARD | GLENNVILLE | GA | PRIMARY | 31.93 | -81.93
30428 | STANDARD | GLENWOOD | GA | PRIMARY | 32.18 | -82.67
31031 | STANDARD | GORDON | GA | PRIMARY | 32.88 | -83.33
30812 | PO BOX | GRACEWOOD | GA | PRIMARY | 33.38 | -82.02
31032 | STANDARD | GRAY | GA | PRIMARY | 33 | -83.53
30813 | STANDARD | GROVETOWN | GA | PRIMARY | 33.44 | -82.2
31312 | STANDARD | GUYTON | GA | PRIMARY | 32.33 | -81.39
31033 | STANDARD | HADDOCK | GA | PRIMARY | 33.08 | -83.44
30429 | PO BOX | HAGAN | GA | PRIMARY | 32.15 | -81.92
31632 | STANDARD | HAHIRA | GA | PRIMARY | 30.99 | -83.37
31811 | STANDARD | HAMILTON | GA | PRIMARY | 32.75 | -84.87
31034 | PO BOX | HARDWICK | GA | PRIMARY | 32.99 | -83.29
30814 | STANDARD | HARLEM | GA | PRIMARY | 33.41 | -82.31
31035 | STANDARD | HARRISON | GA | PRIMARY | 32.82 | -82.72
31756 | STANDARD | HARTSFIELD | GA | PRIMARY | 31.21 | -83.97
31036 | STANDARD | HAWKINSVILLE | GA | PRIMARY | 32.28 | -83.47
31539 | STANDARD | HAZLEHURST | GA | PRIMARY | 31.86 | -82.59
31037 | STANDARD | HELENA | GA | PRIMARY | 32.07 | -82.91
30815 | STANDARD | HEPHZIBAH | GA | PRIMARY | 33.28 | -82.1
31038 | STANDARD | HILLSBORO | GA | PRIMARY | 33.17 | -83.7
31310 | PO BOX | HINESVILLE | GA | PRIMARY | 31.83 | -81.59
31313 | STANDARD | HINESVILLE | GA | PRIMARY | 31.83 | -81.59
31314 | STANDARD | FORT STEWART | GA | PRIMARY | 31.87 | -81.61
31315 | STANDARD | FORT STEWART | GA | PRIMARY | 31.87 | -81.61
31542 | STANDARD | HOBOKEN | GA | PRIMARY | 31.18 | -82.13
31634 | STANDARD | HOMERVILLE | GA | PRIMARY | 31.03 | -82.75
31543 | STANDARD | HORTENSE | GA | PRIMARY | 31.33 | -81.95
31039 | PO BOX | HOWARD | GA | PRIMARY | 32.6 | -84.38
31041 | STANDARD | IDEAL | GA | PRIMARY | 32.37 | -84.18
39859 | STANDARD | IRON CITY | GA | PRIMARY | 30.97 | -84.8
31042 | STANDARD | IRWINTON | GA | PRIMARY | 32.81 | -83.17
31760 | PO BOX | IRWINVILLE | GA | PRIMARY | 31.64 | -83.38
31544 | STANDARD | JACKSONVILLE | GA | PRIMARY | 31.81 | -82.97
39861 | STANDARD | JAKIN | GA | PRIMARY | 31.14 | -85
31044 | STANDARD | JEFFERSONVILLE | GA | PRIMARY | 32.68 | -83.34
31545 | STANDARD | JESUP | GA | PRIMARY | 31.59 | -81.88
31546 | STANDARD | JESUP | GA | PRIMARY | 31.59 | -81.88
31598 | PO BOX | JESUP | GA | PRIMARY | 31.59 | -81.88
31599 | UNIQUE | JESUP | GA | PRIMARY | 31.59 | -81.88
31045 | STANDARD | JEWELL | GA | PRIMARY | 33.33 | -82.73
31046 | STANDARD | JULIETTE | GA | PRIMARY | 33.12 | -83.82
31812 | STANDARD | JUNCTION CITY | GA | PRIMARY | 32.6 | -84.45
31047 | STANDARD | KATHLEEN | GA | PRIMARY | 32.45 | -83.58
30811 | PO BOX | GOUGH | GA | PRIMARY | 33.04 | -82.22
30816 | STANDARD | KEYSVILLE | GA | PRIMARY | 33.23 | -82.22
31548 | STANDARD | KINGSLAND | GA | PRIMARY | 30.79 | -81.66
31049 | STANDARD | KITE | GA | PRIMARY | 32.69 | -82.51
31635 | STANDARD | LAKELAND | GA | PRIMARY | 31.04 | -83.07
31636 | STANDARD | LAKE PARK | GA | PRIMARY | 30.68 | -83.18
39862 | STANDARD | LEARY | GA | PRIMARY | 31.48 | -84.5
31763 | STANDARD | LEESBURG | GA | PRIMARY | 31.73 | -84.17
31637 | STANDARD | LENOX | GA | PRIMARY | 31.26 | -83.46
31764 | STANDARD | LESLIE | GA | PRIMARY | 31.95 | -84.08
31051 | PO BOX | LILLY | GA | PRIMARY | 32.14 | -83.87
30817 | STANDARD | LINCOLNTON | GA | PRIMARY | 33.79 | -82.47
31052 | STANDARD | LIZELLA | GA | PRIMARY | 32.76 | -83.86
30434 | STANDARD | LOUISVILLE | GA | PRIMARY | 32.99 | -82.4
31814 | PO BOX | LOUVALE | GA | PRIMARY | 32.16 | -84.81
31316 | STANDARD | LUDOWICI | GA | PRIMARY | 31.71 | -81.74
31549 | STANDARD | LUMBER CITY | GA | PRIMARY | 31.93 | -82.68
31815 | STANDARD | LUMPKIN | GA | PRIMARY | 32.04 | -84.79
30436 | STANDARD | LYONS | GA | PRIMARY | 32.2 | -82.32
31054 | STANDARD | MC INTYRE | GA | PRIMARY | 32.84 | -83.19
31055 | STANDARD | MC RAE | GA | PRIMARY | 32.06 | -82.9
31201 | STANDARD | MACON | GA | PRIMARY | 32.83 | -83.65
31202 | PO BOX | MACON | GA | PRIMARY | 32.83 | -83.65
31203 | PO BOX | MACON | GA | PRIMARY | 32.83 | -83.65
31204 | STANDARD | MACON | GA | PRIMARY | 32.83 | -83.65
31205 | PO BOX | MACON | GA | PRIMARY | 32.83 | -83.65
31206 | STANDARD | MACON | GA | PRIMARY | 32.83 | -83.65
31207 | UNIQUE | MACON | GA | PRIMARY | 32.83 | -83.65
31208 | PO BOX | MACON | GA | PRIMARY | 32.83 | -83.65
31209 | PO BOX | MACON | GA | PRIMARY | 32.83 | -83.65
31210 | STANDARD | MACON | GA | PRIMARY | 32.83 | -83.65
31211 | STANDARD | MACON | GA | PRIMARY | 32.83 | -83.65
31212 | PO BOX | MACON | GA | PRIMARY | 32.83 | -83.65
31213 | UNIQUE | MACON | GA | PRIMARY | 32.83 | -83.65
31216 | STANDARD | MACON | GA | PRIMARY | 32.83 | -83.65
31217 | STANDARD | MACON | GA | PRIMARY | 32.83 | -83.65
31220 | STANDARD | MACON | GA | PRIMARY | 32.83 | -83.65
31221 | PO BOX | MACON | GA | PRIMARY | 32.83 | -83.65
31294 | UNIQUE | MACON | GA | PRIMARY | 32.83 | -83.65
31295 | UNIQUE | MACON | GA | PRIMARY | 32.83 | -83.65
31296 | UNIQUE | MACON | GA | PRIMARY | 32.83 | -83.65
31297 | PO BOX | MACON | GA | PRIMARY | 32.83 | -83.65
31816 | STANDARD | MANCHESTER | GA | PRIMARY | 32.85 | -84.61
31550 | STANDARD | MANOR | GA | PRIMARY | 31.1 | -82.57
31057 | STANDARD | MARSHALLVILLE | GA | PRIMARY | 32.45 | -83.94
31058 | STANDARD | MAUK | GA | PRIMARY | 32.5 | -84.37
31765 | STANDARD | MEIGS | GA | PRIMARY | 31.07 | -84.09
31318 | PO BOX | MELDRIM | GA | PRIMARY | 32.14 | -81.37
31319 | PO BOX | MERIDIAN | GA | PRIMARY | 31.45 | -81.37
31551 | STANDARD | MERSHON | GA | PRIMARY | 31.47 | -82.21
30819 | PO BOX | MESENA | GA | PRIMARY | 33.45 | -82.58
30439 | STANDARD | METTER | GA | PRIMARY | 32.39 | -82.06
31820 | STANDARD | MIDLAND | GA | PRIMARY | 32.58 | -84.84
30441 | STANDARD | MIDVILLE | GA | PRIMARY | 32.82 | -82.23
31320 | STANDARD | MIDWAY | GA | PRIMARY | 31.8 | -81.42
31060 | STANDARD | MILAN | GA | PRIMARY | 32.01 | -83.06
31059 | PO BOX | MILLEDGEVILLE | GA | PRIMARY | 33.08 | -83.3
31061 | STANDARD | MILLEDGEVILLE | GA | PRIMARY | 33.08 | -83.23
31062 | UNIQUE | MILLEDGEVILLE | GA | PRIMARY | 33.08 | -83.23
30442 | STANDARD | MILLEN | GA | PRIMARY | 32.8 | -81.94
31552 | STANDARD | MILLWOOD | GA | PRIMARY | 31.26 | -82.66
30820 | STANDARD | MITCHELL | GA | PRIMARY | 33.21 | -82.7
31063 | STANDARD | MONTEZUMA | GA | PRIMARY | 32.29 | -84.02
31064 | STANDARD | MONTICELLO | GA | PRIMARY | 33.3 | -83.68
31065 | STANDARD | MONTROSE | GA | PRIMARY | 32.56 | -83.15
39866 | STANDARD | MORGAN | GA | PRIMARY | 31.55 | -84.62
39867 | STANDARD | MORRIS | GA | PRIMARY | 31.82 | -84.94
31638 | STANDARD | MORVEN | GA | PRIMARY | 30.94 | -83.5
31768 | STANDARD | MOULTRIE | GA | PRIMARY | 31.16 | -83.77
31776 | PO BOX | MOULTRIE | GA | PRIMARY | 31.16 | -83.77
31788 | STANDARD | MOULTRIE | GA | PRIMARY | 31.12 | -83.68
30445 | STANDARD | MOUNT VERNON | GA | PRIMARY | 32.18 | -82.59
31050 | STANDARD | KNOXVILLE | GA | PRIMARY | 32.63 | -83.96
31066 | STANDARD | MUSELLA | GA | PRIMARY | 32.83 | -84.04
31769 | PO BOX | MYSTIC | GA | PRIMARY | 31.62 | -83.33
31553 | STANDARD | NAHUNTA | GA | PRIMARY | 31.2 | -81.98
31639 | STANDARD | NASHVILLE | GA | PRIMARY | 31.2 | -83.24
31641 | STANDARD | NAYLOR | GA | PRIMARY | 30.9 | -83.07
30446 | STANDARD | NEWINGTON | GA | PRIMARY | 32.58 | -81.5
39870 | STANDARD | NEWTON | GA | PRIMARY | 31.3 | -84.37
31554 | STANDARD | NICHOLLS | GA | PRIMARY | 31.51 | -82.63
31771 | STANDARD | NORMAN PARK | GA | PRIMARY | 31.26 | -83.68
30447 | PO BOX | NORRISTOWN | GA | PRIMARY | 32.56 | -82.55
30821 | STANDARD | NORWOOD | GA | PRIMARY | 33.46 | -82.7
30448 | PO BOX | NUNEZ | GA | PRIMARY | 32.49 | -82.34
31772 | STANDARD | OAKFIELD | GA | PRIMARY | 31.77 | -83.97
31773 | STANDARD | OCHLOCKNEE | GA | PRIMARY | 30.97 | -84.05
31774 | STANDARD | OCILLA | GA | PRIMARY | 31.59 | -83.24
31067 | PO BOX | OCONEE | GA | PRIMARY | 32.85 | -82.95
31555 | STANDARD | ODUM | GA | PRIMARY | 31.66 | -82.02
31556 | PO BOX | OFFERMAN | GA | PRIMARY | 31.41 | -82.11
31068 | STANDARD | OGLETHORPE | GA | PRIMARY | 32.29 | -84.06
30449 | PO BOX | OLIVER | GA | PRIMARY | 32.52 | -81.53
31821 | STANDARD | OMAHA | GA | PRIMARY | 32.14 | -85.01
31775 | STANDARD | OMEGA | GA | PRIMARY | 31.33 | -83.59
39877 | STANDARD | PARROTT | GA | PRIMARY | 31.92 | -84.49
31557 | STANDARD | PATTERSON | GA | PRIMARY | 31.38 | -82.13
31778 | STANDARD | PAVO | GA | PRIMARY | 30.96 | -83.73
31642 | STANDARD | PEARSON | GA | PRIMARY | 31.29 | -82.85
31739 | PO BOX | COTTON | GA | PRIMARY | 31.16 | -84.06
31779 | STANDARD | PELHAM | GA | PRIMARY | 31.12 | -84.15
31321 | STANDARD | PEMBROKE | GA | PRIMARY | 32.13 | -81.62
30822 | STANDARD | PERKINS | GA | PRIMARY | 32.9 | -81.95
31069 | STANDARD | PERRY | GA | PRIMARY | 32.46 | -83.73
31070 | STANDARD | PINEHURST | GA | PRIMARY | 32.19 | -83.76
31822 | STANDARD | PINE MOUNTAIN | GA | PRIMARY | 32.86 | -84.85
31823 | STANDARD | PINE MOUNTAIN VALLEY | GA | PRIMARY | 32.78 | -84.82
31071 | STANDARD | PINEVIEW | GA | PRIMARY | 32.1 | -83.5
31072 | STANDARD | PITTS | GA | PRIMARY | 31.94 | -83.54
31780 | STANDARD | PLAINS | GA | PRIMARY | 32.03 | -84.39
31322 | STANDARD | POOLER | GA | PRIMARY | 32.1 | -81.25
30450 | STANDARD | PORTAL | GA | PRIMARY | 32.53 | -81.93
31781 | STANDARD | POULAN | GA | PRIMARY | 31.51 | -83.78
31824 | STANDARD | PRESTON | GA | PRIMARY | 32.06 | -84.54
30451 | PO BOX | PULASKI | GA | PRIMARY | 32.39 | -81.95
31782 | PO BOX | PUTNEY | GA | PRIMARY | 31.47 | -84.11
31643 | STANDARD | QUITMAN | GA | PRIMARY | 30.78 | -83.56
31645 | STANDARD | RAY CITY | GA | PRIMARY | 31.07 | -83.19
31783 | STANDARD | REBECCA | GA | PRIMARY | 31.8 | -83.48
30452 | STANDARD | REGISTER | GA | PRIMARY | 32.36 | -81.88
30453 | STANDARD | REIDSVILLE | GA | PRIMARY | 32.08 | -82.11
30499 | UNIQUE | REIDSVILLE | GA | PRIMARY | 32.08 | -82.11
31075 | STANDARD | RENTZ | GA | PRIMARY | 32.38 | -82.99
31076 | STANDARD | REYNOLDS | GA | PRIMARY | 32.55 | -84.09
31077 | STANDARD | RHINE | GA | PRIMARY | 31.98 | -83.2
31323 | STANDARD | RICEBORO | GA | PRIMARY | 31.72 | -81.44
31825 | STANDARD | RICHLAND | GA | PRIMARY | 32.08 | -84.67
31324 | STANDARD | RICHMOND HILL | GA | PRIMARY | 31.93 | -81.3
31326 | STANDARD | RINCON | GA | PRIMARY | 32.29 | -81.23
31078 | STANDARD | ROBERTA | GA | PRIMARY | 32.71 | -84.01
31079 | STANDARD | ROCHELLE | GA | PRIMARY | 31.94 | -83.45
30454 | STANDARD | ROCKLEDGE | GA | PRIMARY | 32.36 | -82.74
30455 | STANDARD | ROCKY FORD | GA | PRIMARY | 32.66 | -81.82
31081 | STANDARD | RUPERT | GA | PRIMARY | 32.42 | -84.28
31562 | STANDARD | SAINT GEORGE | GA | PRIMARY | 30.5 | -82.12
31547 | STANDARD | KINGS BAY | GA | PRIMARY | 30.8 | -81.53
31558 | STANDARD | SAINT MARYS | GA | PRIMARY | 30.75 | -81.57
31784 | STANDARD | SALE CITY | GA | PRIMARY | 31.26 | -84.02
31082 | STANDARD | SANDERSVILLE | GA | PRIMARY | 32.98 | -82.81
31327 | PO BOX | SAPELO ISLAND | GA | PRIMARY | 31.39 | -81.27
30456 | STANDARD | SARDIS | GA | PRIMARY | 32.97 | -81.76
39885 | PO BOX | SASSER | GA | PRIMARY | 31.71 | -84.34
31401 | STANDARD | SAVANNAH | GA | PRIMARY | 32.08 | -81.1
31402 | PO BOX | SAVANNAH | GA | PRIMARY | 32.08 | -81.1
31403 | PO BOX | SAVANNAH | GA | PRIMARY | 32.08 | -81.1
31404 | STANDARD | SAVANNAH | GA | PRIMARY | 32.08 | -81.1
31405 | STANDARD | SAVANNAH | GA | PRIMARY | 32.08 | -81.1
31406 | STANDARD | SAVANNAH | GA | PRIMARY | 32.08 | -81.1
31407 | STANDARD | SAVANNAH | GA | PRIMARY | 32.08 | -81.1
31408 | STANDARD | SAVANNAH | GA | PRIMARY | 32.08 | -81.1
31409 | PO BOX | SAVANNAH | GA | PRIMARY | 32.08 | -81.1
31410 | STANDARD | SAVANNAH | GA | PRIMARY | 32.08 | -81.1
31411 | STANDARD | SAVANNAH | GA | PRIMARY | 32.08 | -81.1
31412 | PO BOX | SAVANNAH | GA | PRIMARY | 32.08 | -81.1
31414 | PO BOX | SAVANNAH | GA | PRIMARY | 32.08 | -81.1
31415 | STANDARD | SAVANNAH | GA | PRIMARY | 32.08 | -81.1
31416 | PO BOX | SAVANNAH | GA | PRIMARY | 32.08 | -81.1
31418 | PO BOX | SAVANNAH | GA | PRIMARY | 32.08 | -81.1
31419 | STANDARD | SAVANNAH | GA | PRIMARY | 32.08 | -81.1
31420 | PO BOX | SAVANNAH | GA | PRIMARY | 32.08 | -81.1
31421 | STANDARD | SAVANNAH | GA | PRIMARY | 32.08 | -81.1
31083 | PO BOX | SCOTLAND | GA | PRIMARY | 32.04 | -82.81
31560 | STANDARD | SCREVEN | GA | PRIMARY | 31.48 | -82.01
31084 | PO BOX | SEVILLE | GA | PRIMARY | 31.95 | -83.59
31085 | STANDARD | SHADY DALE | GA | PRIMARY | 33.4 | -83.58
39886 | STANDARD | SHELLMAN | GA | PRIMARY | 31.73 | -84.6
31826 | STANDARD | SHILOH | GA | PRIMARY | 32.81 | -84.69
31086 | PO BOX | SMARR | GA | PRIMARY | 32.98 | -83.87
31787 | STANDARD | SMITHVILLE | GA | PRIMARY | 31.9 | -84.25
30457 | STANDARD | SOPERTON | GA | PRIMARY | 32.37 | -82.59
31647 | STANDARD | SPARKS | GA | PRIMARY | 31.16 | -83.44
31087 | STANDARD | SPARTA | GA | PRIMARY | 33.27 | -82.97
31329 | STANDARD | SPRINGFIELD | GA | PRIMARY | 32.36 | -81.3
30823 | STANDARD | STAPLETON | GA | PRIMARY | 33.21 | -82.46
31648 | STANDARD | STATENVILLE | GA | PRIMARY | 30.7 | -83.03
30458 | STANDARD | STATESBORO | GA | PRIMARY | 32.44 | -81.77
30459 | PO BOX | STATESBORO | GA | PRIMARY | 32.44 | -81.77
30460 | UNIQUE | STATESBORO | GA | PRIMARY | 32.44 | -81.77
30461 | STANDARD | STATESBORO | GA | PRIMARY | 32.44 | -81.77
30464 | PO BOX | STILLMORE | GA | PRIMARY | 32.44 | -82.21
31649 | STANDARD | STOCKTON | GA | PRIMARY | 30.93 | -83
31789 | STANDARD | SUMNER | GA | PRIMARY | 31.51 | -83.74
31563 | STANDARD | SURRENCY | GA | PRIMARY | 31.72 | -82.19
30401 | STANDARD | SWAINSBORO | GA | PRIMARY | 32.59 | -82.33
31790 | STANDARD | SYCAMORE | GA | PRIMARY | 31.67 | -83.63
30467 | STANDARD | SYLVANIA | GA | PRIMARY | 32.75 | -81.63
31791 | STANDARD | SYLVESTER | GA | PRIMARY | 31.52 | -83.83
31827 | STANDARD | TALBOTTON | GA | PRIMARY | 32.67 | -84.54
30470 | STANDARD | TARRYTOWN | GA | PRIMARY | 32.31 | -82.55
31089 | STANDARD | TENNILLE | GA | PRIMARY | 32.93 | -82.81
31757 | STANDARD | THOMASVILLE | GA | PRIMARY | 30.83 | -83.97
31758 | PO BOX | THOMASVILLE | GA | PRIMARY | 30.83 | -83.97
31792 | STANDARD | THOMASVILLE | GA | PRIMARY | 30.83 | -83.97
31799 | PO BOX | THOMASVILLE | GA | PRIMARY | 30.83 | -83.97
30824 | STANDARD | THOMSON | GA | PRIMARY | 33.46 | -82.5
31793 | STANDARD | TIFTON | GA | PRIMARY | 31.46 | -83.51
31794 | STANDARD | TIFTON | GA | PRIMARY | 31.46 | -83.51
31090 | STANDARD | TOOMSBORO | GA | PRIMARY | 32.82 | -83.08
31331 | STANDARD | TOWNSEND | GA | PRIMARY | 31.53 | -81.52
30471 | STANDARD | TWIN CITY | GA | PRIMARY | 32.58 | -82.15
31328 | STANDARD | TYBEE ISLAND | GA | PRIMARY | 32.01 | -80.85
31795 | STANDARD | TY TY | GA | PRIMARY | 31.47 | -83.65
31091 | STANDARD | UNADILLA | GA | PRIMARY | 32.25 | -83.73
30473 | STANDARD | UVALDA | GA | PRIMARY | 32.03 | -82.5
31601 | STANDARD | VALDOSTA | GA | PRIMARY | 30.84 | -83.27
31602 | STANDARD | VALDOSTA | GA | PRIMARY | 30.84 | -83.27
31603 | PO BOX | VALDOSTA | GA | PRIMARY | 30.84 | -83.27
31604 | PO BOX | VALDOSTA | GA | PRIMARY | 30.84 | -83.27
31605 | STANDARD | VALDOSTA | GA | PRIMARY | 30.84 | -83.27
31606 | STANDARD | VALDOSTA | GA | PRIMARY | 30.84 | -83.27
31698 | UNIQUE | VALDOSTA | GA | PRIMARY | 30.84 | -83.27
31699 | UNIQUE | MOODY A F B | GA | PRIMARY | 30.84 | -83.27
30474 | STANDARD | VIDALIA | GA | PRIMARY | 32.21 | -82.4
30475 | PO BOX | VIDALIA | GA | PRIMARY | 32.21 | -82.4
31092 | STANDARD | VIENNA | GA | PRIMARY | 32.08 | -83.79
30477 | STANDARD | WADLEY | GA | PRIMARY | 32.86 | -82.4
31333 | PO BOX | WALTHOURVILLE | GA | PRIMARY | 31.77 | -81.62
31564 | PO BOX | WARESBORO | GA | PRIMARY | 31.24 | -82.47
31830 | STANDARD | WARM SPRINGS | GA | PRIMARY | 32.88 | -84.67
31028 | STANDARD | CENTERVILLE | GA | PRIMARY | 32.63 | -83.67
31088 | STANDARD | WARNER ROBINS | GA | PRIMARY | 32.61 | -83.63
31093 | STANDARD | WARNER ROBINS | GA | PRIMARY | 32.61 | -83.63
31095 | PO BOX | WARNER ROBINS | GA | PRIMARY | 32.61 | -83.63
31098 | STANDARD | WARNER ROBINS | GA | PRIMARY | 32.61 | -83.63
31099 | PO BOX | WARNER ROBINS | GA | PRIMARY | 32.61 | -83.63
30828 | STANDARD | WARRENTON | GA | PRIMARY | 33.4 | -82.66
31094 | STANDARD | WARTHEN | GA | PRIMARY | 33.13 | -82.79
31796 | STANDARD | WARWICK | GA | PRIMARY | 31.82 | -83.92
31565 | STANDARD | WAVERLY | GA | PRIMARY | 31.09 | -81.72
31831 | STANDARD | WAVERLY HALL | GA | PRIMARY | 32.68 | -84.73
31501 | STANDARD | WAYCROSS | GA | PRIMARY | 31.21 | -82.35
31502 | PO BOX | WAYCROSS | GA | PRIMARY | 31.21 | -82.35
31503 | STANDARD | WAYCROSS | GA | PRIMARY | 31.21 | -82.35
30830 | STANDARD | WAYNESBORO | GA | PRIMARY | 33.09 | -82.01
31566 | STANDARD | WAYNESVILLE | GA | PRIMARY | 31.22 | -81.79
31567 | STANDARD | WEST GREEN | GA | PRIMARY | 31.6 | -82.73
31832 | STANDARD | WESTON | GA | PRIMARY | 31.97 | -84.61
31833 | STANDARD | WEST POINT | GA | PRIMARY | 32.87 | -85.16
39897 | STANDARD | WHIGHAM | GA | PRIMARY | 30.9 | -84.32
31568 | STANDARD | WHITE OAK | GA | PRIMARY | 31.03 | -81.82
31650 | STANDARD | WILLACOOCHEE | GA | PRIMARY | 31.34 | -83.04
31569 | STANDARD | WOODBINE | GA | PRIMARY | 30.95 | -81.72
31836 | STANDARD | WOODLAND | GA | PRIMARY | 32.78 | -84.56
31798 | STANDARD | WRAY | GA | PRIMARY | 31.62 | -83.05
30818 | STANDARD | MATTHEWS | GA | PRIMARY | 33.21 | -82.28
30833 | STANDARD | WRENS | GA | PRIMARY | 33.2 | -82.38
31096 | STANDARD | WRIGHTSVILLE | GA | PRIMARY | 32.72 | -82.72
31097 | STANDARD | YATESVILLE | GA | PRIMARY | 32.91 | -84.14
29801 | STANDARD | AIKEN | SC | PRIMARY | 33.54 | -81.72
29802 | PO BOX | AIKEN | SC | PRIMARY | 33.54 | -81.72
29803 | STANDARD | AIKEN | SC | PRIMARY | 33.54 | -81.72
29804 | PO BOX | AIKEN | SC | PRIMARY | 33.54 | -81.72
29805 | STANDARD | AIKEN | SC | PRIMARY | 33.54 | -81.72
29808 | UNIQUE | AIKEN | SC | PRIMARY | 33.54 | -81.72
29810 | STANDARD | ALLENDALE | SC | PRIMARY | 33 | -81.3
29812 | STANDARD | BARNWELL | SC | PRIMARY | 33.24 | -81.36
29813 | PO BOX | HILDA | SC | PRIMARY | 33.27 | -81.24
29816 | PO BOX | BATH | SC | PRIMARY | 33.5 | -81.87
29901 | PO BOX | BEAUFORT | SC | PRIMARY | 32.42 | -80.68
29902 | STANDARD | BEAUFORT | SC | PRIMARY | 32.42 | -80.68
29903 | PO BOX | BEAUFORT | SC | PRIMARY | 32.42 | -80.68
29904 | PO BOX | BEAUFORT | SC | PRIMARY | 32.42 | -80.68
29905 | PO BOX | BEAUFORT | SC | PRIMARY | 32.42 | -80.68
29906 | STANDARD | BEAUFORT | SC | PRIMARY | 32.42 | -80.68
29907 | STANDARD | LADYS ISLAND | SC | PRIMARY | 32.43 | -80.64
29817 | STANDARD | BLACKVILLE | SC | PRIMARY | 33.36 | -81.28
29909 | STANDARD | OKATIE | SC | PRIMARY | 32.3 | -80.92
29910 | STANDARD | BLUFFTON | SC | PRIMARY | 32.23 | -80.86
29819 | STANDARD | BRADLEY | SC | PRIMARY | 34.04 | -82.21
29911 | STANDARD | BRUNSON | SC | PRIMARY | 32.92 | -81.18
29821 | STANDARD | CLARKS HILL | SC | PRIMARY | 33.63 | -82.14
29822 | PO BOX | CLEARWATER | SC | PRIMARY | 33.5 | -81.9
29916 | STANDARD | EARLY BRANCH | SC | PRIMARY | 32.74 | -80.92
29824 | STANDARD | EDGEFIELD | SC | PRIMARY | 33.78 | -81.93
29826 | PO BOX | ELKO | SC | PRIMARY | 33.37 | -81.37
29918 | STANDARD | ESTILL | SC | PRIMARY | 32.75 | -81.24
29939 | PO BOX | SCOTIA | SC | PRIMARY | 32.68 | -81.24
29827 | STANDARD | FAIRFAX | SC | PRIMARY | 32.95 | -81.23
29921 | PO BOX | FURMAN | SC | PRIMARY | 32.68 | -81.18
29922 | STANDARD | GARNETT | SC | PRIMARY | 32.6 | -81.24
29923 | PO BOX | GIFFORD | SC | PRIMARY | 32.86 | -81.23
29828 | STANDARD | GLOVERVILLE | SC | PRIMARY | 33.52 | -81.81
29829 | STANDARD | GRANITEVILLE | SC | PRIMARY | 33.56 | -81.81
29913 | PO BOX | CROCKETVILLE | SC | PRIMARY | 32.91 | -81.07
29924 | STANDARD | HAMPTON | SC | PRIMARY | 32.86 | -81.1
29927 | STANDARD | HARDEEVILLE | SC | PRIMARY | 32.27 | -81.07
29915 | STANDARD | DAUFUSKIE ISLAND | SC | PRIMARY | 32.12 | -80.86
29925 | PO BOX | HILTON HEAD ISLAND | SC | PRIMARY | 32.19 | -80.74
29926 | STANDARD | HILTON HEAD ISLAND | SC | PRIMARY | 32.19 | -80.74
29928 | STANDARD | HILTON HEAD ISLAND | SC | PRIMARY | 32.19 | -80.74
29938 | PO BOX | HILTON HEAD ISLAND | SC | PRIMARY | 32.19 | -80.74
29929 | STANDARD | ISLANDTON | SC | PRIMARY | 32.9 | -80.93
29831 | STANDARD | JACKSON | SC | PRIMARY | 33.32 | -81.79
29832 | STANDARD | JOHNSTON | SC | PRIMARY | 33.83 | -81.8
29834 | PO BOX | LANGLEY | SC | PRIMARY | 33.51 | -81.84
29931 | PO BOX | LOBECO | SC | PRIMARY | 32.55 | -80.74
29932 | STANDARD | LURAY | SC | PRIMARY | 32.81 | -81.24
29835 | STANDARD | MC CORMICK | SC | PRIMARY | 33.91 | -82.29
29899 | UNIQUE | MC CORMICK | SC | PRIMARY | 33.91 | -82.29
29836 | STANDARD | MARTIN | SC | PRIMARY | 33.06 | -81.47
29933 | PO BOX | MILEY | SC | PRIMARY | 32.94 | -81.03
29838 | STANDARD | MODOC | SC | PRIMARY | 33.71 | -82.18
29839 | PO BOX | MONTMORENCI | SC | PRIMARY | 33.52 | -81.63
29840 | STANDARD | MOUNT CARMEL | SC | PRIMARY | 34 | -82.5
29809 | STANDARD | NEW ELLENTON | SC | PRIMARY | 33.41 | -81.68
29841 | STANDARD | NORTH AUGUSTA | SC | PRIMARY | 33.51 | -81.95
29842 | STANDARD | BEECH ISLAND | SC | PRIMARY | 33.48 | -81.89
29860 | STANDARD | NORTH AUGUSTA | SC | PRIMARY | 33.51 | -81.95
29861 | PO BOX | NORTH AUGUSTA | SC | PRIMARY | 33.51 | -81.95
29843 | STANDARD | OLAR | SC | PRIMARY | 33.18 | -81.18
29844 | PO BOX | PARKSVILLE | SC | PRIMARY | 33.78 | -82.21
29934 | STANDARD | PINELAND | SC | PRIMARY | 32.6 | -81.15
29845 | STANDARD | PLUM BRANCH | SC | PRIMARY | 33.84 | -82.25
29935 | STANDARD | PORT ROYAL | SC | PRIMARY | 32.38 | -80.69
29912 | STANDARD | COOSAWHATCHIE | SC | PRIMARY | 32.58 | -80.92
29936 | STANDARD | RIDGELAND | SC | PRIMARY | 32.48 | -80.98
29920 | STANDARD | SAINT HELENA ISLAND | SC | PRIMARY | 32.38 | -80.56
29914 | PO BOX | DALE | SC | PRIMARY | 32.55 | -80.69
29940 | STANDARD | SEABROOK | SC | PRIMARY | 32.56 | -80.73
29941 | STANDARD | SHELDON | SC | PRIMARY | 32.6 | -80.79
29846 | PO BOX | SYCAMORE | SC | PRIMARY | 33.03 | -81.22
29943 | STANDARD | TILLMAN | SC | PRIMARY | 32.46 | -81.1
29847 | STANDARD | TRENTON | SC | PRIMARY | 33.74 | -81.84
29848 | STANDARD | TROY | SC | PRIMARY | 33.98 | -82.29
29849 | STANDARD | ULMER | SC | PRIMARY | 33.09 | -81.2
29944 | STANDARD | VARNVILLE | SC | PRIMARY | 32.85 | -81.08
29850 | PO BOX | VAUCLUSE | SC | PRIMARY | 33.56 | -81.81
29851 | STANDARD | WARRENVILLE | SC | PRIMARY | 33.51 | -81.82
29853 | STANDARD | WILLISTON | SC | PRIMARY | 33.4 | -81.42
29856 | STANDARD | WINDSOR | SC | PRIMARY | 33.48 | -81.51
29945 | STANDARD | YEMASSEE | SC | PRIMARY | 32.69 | -80.85
33430 | STANDARD | BELLE GLADE | FL | PRIMARY | 26.68 | -80.67
33427 | PO BOX | BOCA RATON | FL | PRIMARY | 26.37 | -80.1
33428 | STANDARD | BOCA RATON | FL | PRIMARY | 26.37 | -80.1
33429 | PO BOX | BOCA RATON | FL | PRIMARY | 26.37 | -80.1
33431 | STANDARD | BOCA RATON | FL | PRIMARY | 26.37 | -80.1
33432 | STANDARD | BOCA RATON | FL | PRIMARY | 26.37 | -80.1
33433 | STANDARD | BOCA RATON | FL | PRIMARY | 26.37 | -80.1
33434 | STANDARD | BOCA RATON | FL | PRIMARY | 26.37 | -80.1
33464 | UNIQUE | BOCA RATON | FL | PRIMARY | 26.61 | -80.05
33481 | PO BOX | BOCA RATON | FL | PRIMARY | 26.37 | -80.1
33486 | STANDARD | BOCA RATON | FL | PRIMARY | 26.37 | -80.1
33487 | STANDARD | BOCA RATON | FL | PRIMARY | 26.37 | -80.1
33488 | PO BOX | BOCA RATON | FL | PRIMARY | 26.37 | -80.1
33496 | STANDARD | BOCA RATON | FL | PRIMARY | 26.37 | -80.1
33497 | PO BOX | BOCA RATON | FL | PRIMARY | 26.37 | -80.1
33498 | STANDARD | BOCA RATON | FL | PRIMARY | 26.37 | -80.1
33499 | UNIQUE | BOCA RATON | FL | PRIMARY | 26.37 | -80.1
33424 | PO BOX | BOYNTON BEACH | FL | PRIMARY | 26.52 | -80.08
33425 | PO BOX | BOYNTON BEACH | FL | PRIMARY | 26.52 | -80.08
33426 | STANDARD | BOYNTON BEACH | FL | PRIMARY | 26.52 | -80.08
33435 | STANDARD | BOYNTON BEACH | FL | PRIMARY | 26.52 | -80.08
33436 | STANDARD | BOYNTON BEACH | FL | PRIMARY | 26.52 | -80.08
33437 | STANDARD | BOYNTON BEACH | FL | PRIMARY | 26.52 | -80.08
33472 | STANDARD | BOYNTON BEACH | FL | PRIMARY | 26.53 | -80.19
33473 | STANDARD | BOYNTON BEACH | FL | PRIMARY | 26.49 | -80.19
33474 | PO BOX | BOYNTON BEACH | FL | PRIMARY | 26.52 | -80.08
33438 | STANDARD | CANAL POINT | FL | PRIMARY | 26.86 | -80.63
33440 | STANDARD | CLEWISTON | FL | PRIMARY | 26.75 | -80.93
33004 | STANDARD | DANIA | FL | PRIMARY | 26.05 | -80.14
33441 | STANDARD | DEERFIELD BEACH | FL | PRIMARY | 26.31 | -80.12
33442 | STANDARD | DEERFIELD BEACH | FL | PRIMARY | 26.31 | -80.12
33443 | PO BOX | DEERFIELD BEACH | FL | PRIMARY | 26.31 | -80.12
33444 | STANDARD | DELRAY BEACH | FL | PRIMARY | 26.45 | -80.08
33445 | STANDARD | DELRAY BEACH | FL | PRIMARY | 26.45 | -80.08
33446 | STANDARD | DELRAY BEACH | FL | PRIMARY | 26.45 | -80.08
33448 | PO BOX | DELRAY BEACH | FL | PRIMARY | 26.45 | -80.08
33482 | PO BOX | DELRAY BEACH | FL | PRIMARY | 26.45 | -80.08
33483 | STANDARD | DELRAY BEACH | FL | PRIMARY | 26.45 | -80.08
33484 | STANDARD | DELRAY BEACH | FL | PRIMARY | 26.45 | -80.08
33301 | STANDARD | FORT LAUDERDALE | FL | PRIMARY | 26.14 | -80.13
33302 | PO BOX | FORT LAUDERDALE | FL | PRIMARY | 26.14 | -80.13
33303 | PO BOX | FORT LAUDERDALE | FL | PRIMARY | 26.14 | -80.13
33304 | STANDARD | FORT LAUDERDALE | FL | PRIMARY | 26.14 | -80.13
33305 | STANDARD | FORT LAUDERDALE | FL | PRIMARY | 26.14 | -80.13
33306 | STANDARD | FORT LAUDERDALE | FL | PRIMARY | 26.14 | -80.13
33307 | PO BOX | FORT LAUDERDALE | FL | PRIMARY | 26.14 | -80.13
33308 | STANDARD | FORT LAUDERDALE | FL | PRIMARY | 26.14 | -80.13
33309 | STANDARD | FORT LAUDERDALE | FL | PRIMARY | 26.14 | -80.13
33310 | PO BOX | FORT LAUDERDALE | FL | PRIMARY | 26.14 | -80.13
33311 | STANDARD | FORT LAUDERDALE | FL | PRIMARY | 26.14 | -80.13
33312 | STANDARD | FORT LAUDERDALE | FL | PRIMARY | 26.14 | -80.13
33313 | STANDARD | FORT LAUDERDALE | FL | PRIMARY | 26.14 | -80.13
33314 | STANDARD | FORT LAUDERDALE | FL | PRIMARY | 26.14 | -80.13
33315 | STANDARD | FORT LAUDERDALE | FL | PRIMARY | 26.14 | -80.13
33316 | STANDARD | FORT LAUDERDALE | FL | PRIMARY | 26.14 | -80.13
33317 | STANDARD | FORT LAUDERDALE | FL | PRIMARY | 26.14 | -80.13
33318 | PO BOX | FORT LAUDERDALE | FL | PRIMARY | 26.14 | -80.13
33319 | STANDARD | FORT LAUDERDALE | FL | PRIMARY | 26.14 | -80.13
33320 | PO BOX | FORT LAUDERDALE | FL | PRIMARY | 26.14 | -80.13
33321 | STANDARD | FORT LAUDERDALE | FL | PRIMARY | 26.14 | -80.13
33322 | STANDARD | FORT LAUDERDALE | FL | PRIMARY | 26.14 | -80.13
33323 | STANDARD | FORT LAUDERDALE | FL | PRIMARY | 26.14 | -80.13
33324 | STANDARD | FORT LAUDERDALE | FL | PRIMARY | 26.14 | -80.13
33325 | STANDARD | FORT LAUDERDALE | FL | PRIMARY | 26.14 | -80.13
33326 | STANDARD | FORT LAUDERDALE | FL | PRIMARY | 26.11 | -80.39
33327 | STANDARD | FORT LAUDERDALE | FL | PRIMARY | 26.11 | -80.39
33328 | STANDARD | FORT LAUDERDALE | FL | PRIMARY | 26.14 | -80.13
33329 | PO BOX | FORT LAUDERDALE | FL | PRIMARY | 26.14 | -80.13
33330 | STANDARD | FORT LAUDERDALE | FL | PRIMARY | 26.14 | -80.13
33331 | STANDARD | FORT LAUDERDALE | FL | PRIMARY | 26.14 | -80.13
33332 | STANDARD | FORT LAUDERDALE | FL | PRIMARY | 26.14 | -80.13
33334 | STANDARD | FORT LAUDERDALE | FL | PRIMARY | 26.14 | -80.13
33335 | PO BOX | FORT LAUDERDALE | FL | PRIMARY | 26.14 | -80.13
33336 | UNIQUE | FORT LAUDERDALE | FL | PRIMARY | 26.14 | -80.13
33337 | UNIQUE | FORT LAUDERDALE | FL | PRIMARY | 26.14 | -80.13
33338 | PO BOX | FORT LAUDERDALE | FL | PRIMARY | 26.14 | -80.13
33339 | PO BOX | FORT LAUDERDALE | FL | PRIMARY | 26.14 | -80.13
33340 | PO BOX | FORT LAUDERDALE | FL | PRIMARY | 26.14 | -80.13
33345 | PO BOX | FORT LAUDERDALE | FL | PRIMARY | 26.14 | -80.13
33346 | PO BOX | FORT LAUDERDALE | FL | PRIMARY | 26.14 | -80.13
33348 | PO BOX | FORT LAUDERDALE | FL | PRIMARY | 26.14 | -80.13
33349 | PO BOX | FORT LAUDERDALE | FL | PRIMARY | 26.14 | -80.13
33351 | STANDARD | FORT LAUDERDALE | FL | PRIMARY | 26.14 | -80.13
33355 | PO BOX | FORT LAUDERDALE | FL | PRIMARY | 26.14 | -80.13
33359 | PO BOX | FORT LAUDERDALE | FL | PRIMARY | 26.14 | -80.13
33388 | STANDARD | PLANTATION | FL | PRIMARY | 26.14 | -80.13
33394 | STANDARD | FORT LAUDERDALE | FL | PRIMARY | 26.14 | -80.13
34945 | STANDARD | FORT PIERCE | FL | PRIMARY | 27.44 | -80.32
34946 | STANDARD | FORT PIERCE | FL | PRIMARY | 27.44 | -80.32
34947 | STANDARD | FORT PIERCE | FL | PRIMARY | 27.44 | -80.32
34948 | PO BOX | FORT PIERCE | FL | PRIMARY | 27.44 | -80.32
34949 | STANDARD | FORT PIERCE | FL | PRIMARY | 27.44 | -80.32
34950 | STANDARD | FORT PIERCE | FL | PRIMARY | 27.44 | -80.32
34951 | STANDARD | FORT PIERCE | FL | PRIMARY | 27.44 | -80.32
34954 | PO BOX | FORT PIERCE | FL | PRIMARY | 27.44 | -80.32
34979 | PO BOX | FORT PIERCE | FL | PRIMARY | 27.44 | -80.32
34981 | STANDARD | FORT PIERCE | FL | PRIMARY | 27.44 | -80.32
34982 | STANDARD | FORT PIERCE | FL | PRIMARY | 27.44 | -80.32
34983 | STANDARD | PORT SAINT LUCIE | FL | PRIMARY | 27.27 | -80.35
34952 | STANDARD | PORT SAINT LUCIE | FL | PRIMARY | 27.27 | -80.35
34953 | STANDARD | PORT SAINT LUCIE | FL | PRIMARY | 27.27 | -80.35
34984 | STANDARD | PORT SAINT LUCIE | FL | PRIMARY | 27.27 | -80.35
34985 | PO BOX | PORT SAINT LUCIE | FL | PRIMARY | 27.27 | -80.35
34986 | STANDARD | PORT SAINT LUCIE | FL | PRIMARY | 27.27 | -80.35
34987 | STANDARD | PORT SAINT LUCIE | FL | PRIMARY | 27.27 | -80.35
34988 | PO BOX | PORT SAINT LUCIE | FL | PRIMARY | 27.27 | -80.35
33008 | PO BOX | HALLANDALE | FL | PRIMARY | 25.98 | -80.14
33009 | STANDARD | HALLANDALE | FL | PRIMARY | 25.98 | -80.14
33002 | PO BOX | HIALEAH | FL | PRIMARY | 25.86 | -80.29
33010 | STANDARD | HIALEAH | FL | PRIMARY | 25.86 | -80.29
33011 | PO BOX | HIALEAH | FL | PRIMARY | 25.86 | -80.29
33012 | STANDARD | HIALEAH | FL | PRIMARY | 25.86 | -80.29
33013 | STANDARD | HIALEAH | FL | PRIMARY | 25.86 | -80.29
33014 | STANDARD | HIALEAH | FL | PRIMARY | 25.86 | -80.29
33015 | STANDARD | HIALEAH | FL | PRIMARY | 25.86 | -80.29
33016 | STANDARD | HIALEAH | FL | PRIMARY | 25.86 | -80.29
33017 | PO BOX | HIALEAH | FL | PRIMARY | 25.86 | -80.29
33018 | STANDARD | HIALEAH | FL | PRIMARY | 25.86 | -80.29
33455 | STANDARD | HOBE SOUND | FL | PRIMARY | 27.07 | -80.13
33475 | PO BOX | HOBE SOUND | FL | PRIMARY | 27.07 | -80.13
33019 | STANDARD | HOLLYWOOD | FL | PRIMARY | 26.02 | -80.16
33020 | STANDARD | HOLLYWOOD | FL | PRIMARY | 26.02 | -80.16
33021 | STANDARD | HOLLYWOOD | FL | PRIMARY | 26.02 | -80.16
33022 | PO BOX | HOLLYWOOD | FL | PRIMARY | 26.02 | -80.16
33023 | STANDARD | HOLLYWOOD | FL | PRIMARY | 26.02 | -80.16
33024 | STANDARD | HOLLYWOOD | FL | PRIMARY | 26.02 | -80.16
33025 | STANDARD | HOLLYWOOD | FL | PRIMARY | 26.02 | -80.16
33026 | STANDARD | HOLLYWOOD | FL | PRIMARY | 26.02 | -80.16
33027 | STANDARD | HOLLYWOOD | FL | PRIMARY | 26.02 | -80.16
33028 | STANDARD | PEMBROKE PINES | FL | PRIMARY | 26 | -80.34
33029 | STANDARD | HOLLYWOOD | FL | PRIMARY | 26.02 | -80.16
33081 | PO BOX | HOLLYWOOD | FL | PRIMARY | 26.02 | -80.16
33083 | PO BOX | HOLLYWOOD | FL | PRIMARY | 26.02 | -80.16
33084 | PO BOX | HOLLYWOOD | FL | PRIMARY | 26 | -80.34
33030 | STANDARD | HOMESTEAD | FL | PRIMARY | 25.46 | -80.45
33031 | STANDARD | HOMESTEAD | FL | PRIMARY | 25.46 | -80.45
33032 | STANDARD | HOMESTEAD | FL | PRIMARY | 25.46 | -80.45
33033 | STANDARD | HOMESTEAD | FL | PRIMARY | 25.46 | -80.45
33034 | STANDARD | HOMESTEAD | FL | PRIMARY | 25.46 | -80.45
33035 | STANDARD | HOMESTEAD | FL | PRIMARY | 25.46 | -80.45
33039 | UNIQUE | HOMESTEAD | FL | PRIMARY | 25.46 | -80.45
33090 | PO BOX | HOMESTEAD | FL | PRIMARY | 25.46 | -80.45
33092 | PO BOX | HOMESTEAD | FL | PRIMARY | 25.46 | -80.45
34956 | STANDARD | INDIANTOWN | FL | PRIMARY | 27.03 | -80.46
33036 | STANDARD | ISLAMORADA | FL | PRIMARY | 24.92 | -80.63
34957 | STANDARD | JENSEN BEACH | FL | PRIMARY | 27.23 | -80.23
34958 | PO BOX | JENSEN BEACH | FL | PRIMARY | 27.23 | -80.23
33458 | STANDARD | JUPITER | FL | PRIMARY | 26.92 | -80.1
33468 | PO BOX | JUPITER | FL | PRIMARY | 26.92 | -80.1
33469 | STANDARD | JUPITER | FL | PRIMARY | 26.92 | -80.1
33477 | STANDARD | JUPITER | FL | PRIMARY | 26.92 | -80.1
33478 | STANDARD | JUPITER | FL | PRIMARY | 26.92 | -80.1
33037 | STANDARD | KEY LARGO | FL | PRIMARY | 25.08 | -80.44
33040 | STANDARD | KEY WEST | FL | PRIMARY | 24.55 | -81.78
33041 | PO BOX | KEY WEST | FL | PRIMARY | 24.55 | -81.78
33045 | PO BOX | KEY WEST | FL | PRIMARY | 24.55 | -81.78
33459 | PO BOX | LAKE HARBOR | FL | PRIMARY | 26.7 | -80.83
33449 | STANDARD | LAKE WORTH | FL | PRIMARY | 26.58 | -80.22
33454 | PO BOX | GREENACRES | FL | PRIMARY | 26.61 | -80.05
33460 | STANDARD | LAKE WORTH | FL | PRIMARY | 26.61 | -80.05
33461 | STANDARD | LAKE WORTH | FL | PRIMARY | 26.61 | -80.05
33462 | STANDARD | LAKE WORTH | FL | PRIMARY | 26.61 | -80.05
33463 | STANDARD | LAKE WORTH | FL | PRIMARY | 26.61 | -80.05
33465 | PO BOX | LAKE WORTH | FL | PRIMARY | 26.61 | -80.05
33466 | PO BOX | LAKE WORTH | FL | PRIMARY | 26.61 | -80.05
33467 | STANDARD | LAKE WORTH | FL | PRIMARY | 26.61 | -80.05
33001 | PO BOX | LONG KEY | FL | PRIMARY | 24.82 | -80.81
33470 | STANDARD | LOXAHATCHEE | FL | PRIMARY | 26.78 | -80.43
33050 | STANDARD | MARATHON | FL | PRIMARY | 24.71 | -81.08
33051 | PO BOX | KEY COLONY BEACH | FL | PRIMARY | 24.72 | -81.02
33052 | PO BOX | MARATHON SHORES | FL | PRIMARY | 24.72 | -81.04
33101 | PO BOX | MIAMI | FL | PRIMARY | 25.77 | -80.2
33102 | PO BOX | MIAMI | FL | PRIMARY | 25.77 | -80.2
33106 | UNIQUE | MIAMI | FL | PRIMARY | 25.84 | -80.22
33111 | PO BOX | MIAMI | FL | PRIMARY | 25.77 | -80.2
33112 | UNIQUE | MIAMI | FL | PRIMARY | 25.79 | -80.38
33114 | PO BOX | CORAL GABLES | FL | PRIMARY | 25.77 | -80.2
33116 | PO BOX | MIAMI | FL | PRIMARY | 25.77 | -80.2
33122 | STANDARD | MIAMI | FL | PRIMARY | 25.79 | -80.3
33124 | PO BOX | MIAMI | FL | PRIMARY | 25.77 | -80.2
33125 | STANDARD | MIAMI | FL | PRIMARY | 25.77 | -80.2
33126 | STANDARD | MIAMI | FL | PRIMARY | 25.77 | -80.29
33127 | STANDARD | MIAMI | FL | PRIMARY | 25.77 | -80.2
33128 | STANDARD | MIAMI | FL | PRIMARY | 25.77 | -80.2
33129 | STANDARD | MIAMI | FL | PRIMARY | 25.77 | -80.2
33130 | STANDARD | MIAMI | FL | PRIMARY | 25.77 | -80.2
33131 | STANDARD | MIAMI | FL | PRIMARY | 25.77 | -80.2
33132 | STANDARD | MIAMI | FL | PRIMARY | 25.77 | -80.2
33133 | STANDARD | MIAMI | FL | PRIMARY | 25.77 | -80.2
33134 | STANDARD | MIAMI | FL | PRIMARY | 25.77 | -80.2
33135 | STANDARD | MIAMI | FL | PRIMARY | 25.77 | -80.2
33136 | STANDARD | MIAMI | FL | PRIMARY | 25.77 | -80.2
33137 | STANDARD | MIAMI | FL | PRIMARY | 25.77 | -80.2
33138 | STANDARD | MIAMI | FL | PRIMARY | 25.77 | -80.2
33142 | STANDARD | MIAMI | FL | PRIMARY | 25.77 | -80.2
33143 | STANDARD | MIAMI | FL | PRIMARY | 25.77 | -80.2
33144 | STANDARD | MIAMI | FL | PRIMARY | 25.77 | -80.2
33145 | STANDARD | MIAMI | FL | PRIMARY | 25.77 | -80.2
33146 | STANDARD | MIAMI | FL | PRIMARY | 25.77 | -80.2
33147 | STANDARD | MIAMI | FL | PRIMARY | 25.77 | -80.2
33149 | STANDARD | KEY BISCAYNE | FL | PRIMARY | 25.68 | -80.16
33150 | STANDARD | MIAMI | FL | PRIMARY | 25.77 | -80.2
33151 | PO BOX | MIAMI | FL | PRIMARY | 25.77 | -80.2
33152 | PO BOX | MIAMI | FL | PRIMARY | 25.77 | -80.2
33153 | PO BOX | MIAMI | FL | PRIMARY | 25.77 | -80.2
33155 | STANDARD | MIAMI | FL | PRIMARY | 25.77 | -80.2
33156 | STANDARD | MIAMI | FL | PRIMARY | 25.77 | -80.2
33157 | STANDARD | MIAMI | FL | PRIMARY | 25.77 | -80.2
33158 | STANDARD | MIAMI | FL | PRIMARY | 25.77 | -80.2
33159 | PO BOX | MIAMI | FL | PRIMARY | 25.77 | -80.2
33160 | STANDARD | NORTH MIAMI BEACH | FL | PRIMARY | 25.77 | -80.2
33161 | STANDARD | MIAMI | FL | PRIMARY | 25.77 | -80.2
33162 | STANDARD | MIAMI | FL | PRIMARY | 25.77 | -80.2
33163 | PO BOX | MIAMI | FL | PRIMARY | 25.77 | -80.2
33164 | PO BOX | MIAMI | FL | PRIMARY | 25.77 | -80.2
33165 | STANDARD | MIAMI | FL | PRIMARY | 25.77 | -80.2
33166 | STANDARD | MIAMI | FL | PRIMARY | 25.82 | -80.3
33167 | STANDARD | MIAMI | FL | PRIMARY | 25.77 | -80.2
33168 | STANDARD | MIAMI | FL | PRIMARY | 25.77 | -80.2
33169 | STANDARD | MIAMI | FL | PRIMARY | 25.77 | -80.2
33170 | STANDARD | MIAMI | FL | PRIMARY | 25.77 | -80.2
33172 | STANDARD | MIAMI | FL | PRIMARY | 25.79 | -80.36
33173 | STANDARD | MIAMI | FL | PRIMARY | 25.77 | -80.2
33174 | STANDARD | MIAMI | FL | PRIMARY | 25.77 | -80.2
33175 | STANDARD | MIAMI | FL | PRIMARY | 25.77 | -80.2
33176 | STANDARD | MIAMI | FL | PRIMARY | 25.77 | -80.2
33177 | STANDARD | MIAMI | FL | PRIMARY | 25.77 | -80.2
33178 | STANDARD | MIAMI | FL | PRIMARY | 25.85 | -80.41
33179 | STANDARD | MIAMI | FL | PRIMARY | 25.77 | -80.2
33180 | STANDARD | MIAMI | FL | PRIMARY | 25.77 | -80.2
33181 | STANDARD | MIAMI | FL | PRIMARY | 25.77 | -80.2
33182 | STANDARD | MIAMI | FL | PRIMARY | 25.78 | -80.41
33183 | STANDARD | MIAMI | FL | PRIMARY | 25.77 | -80.2
33184 | STANDARD | MIAMI | FL | PRIMARY | 25.77 | -80.2
33185 | STANDARD | MIAMI | FL | PRIMARY | 25.77 | -80.2
33186 | STANDARD | MIAMI | FL | PRIMARY | 25.77 | -80.2
33187 | STANDARD | MIAMI | FL | PRIMARY | 25.77 | -80.2
33188 | UNIQUE | MIAMI | FL | PRIMARY | 25.77 | -80.2
33189 | STANDARD | MIAMI | FL | PRIMARY | 25.77 | -80.2
33190 | STANDARD | MIAMI | FL | PRIMARY | 25.77 | -80.2
33193 | STANDARD | MIAMI | FL | PRIMARY | 25.77 | -80.2
33194 | STANDARD | MIAMI | FL | PRIMARY | 25.77 | -80.2
33196 | STANDARD | MIAMI | FL | PRIMARY | 25.77 | -80.2
33197 | PO BOX | MIAMI | FL | PRIMARY | 25.77 | -80.2
33199 | UNIQUE | MIAMI | FL | PRIMARY | 25.77 | -80.2
33206 | UNIQUE | MIAMI | FL | PRIMARY | 25.72 | -80.26
33222 | PO BOX | MIAMI | FL | PRIMARY | 25.93 | -80.23
33231 | PO BOX | MIAMI | FL | PRIMARY | 25.77 | -80.2
33233 | PO BOX | MIAMI | FL | PRIMARY | 25.77 | -80.2
33234 | PO BOX | MIAMI | FL | PRIMARY | 25.77 | -80.2
33238 | PO BOX | MIAMI | FL | PRIMARY | 25.77 | -80.2
33242 | PO BOX | MIAMI | FL | PRIMARY | 25.77 | -80.2
33243 | PO BOX | MIAMI | FL | PRIMARY | 25.77 | -80.2
33245 | PO BOX | MIAMI | FL | PRIMARY | 25.77 | -80.2
33247 | PO BOX | MIAMI | FL | PRIMARY | 25.77 | -80.2
33255 | PO BOX | MIAMI | FL | PRIMARY | 25.77 | -80.2
33256 | PO BOX | MIAMI | FL | PRIMARY | 25.77 | -80.2
33257 | PO BOX | MIAMI | FL | PRIMARY | 25.77 | -80.2
33261 | PO BOX | MIAMI | FL | PRIMARY | 25.77 | -80.2
33265 | PO BOX | MIAMI | FL | PRIMARY | 25.77 | -80.2
33266 | PO BOX | MIAMI | FL | PRIMARY | 25.77 | -80.2
33269 | PO BOX | MIAMI | FL | PRIMARY | 25.77 | -80.2
33280 | PO BOX | MIAMI | FL | PRIMARY | 25.77 | -80.2
33283 | PO BOX | MIAMI | FL | PRIMARY | 25.77 | -80.2
33296 | PO BOX | MIAMI | FL | PRIMARY | 25.77 | -80.2
33299 | PO BOX | MIAMI | FL | PRIMARY | 25.77 | -80.2
33109 | STANDARD | MIAMI BEACH | FL | PRIMARY | 25.77 | -80.2
33119 | PO BOX | MIAMI BEACH | FL | PRIMARY | 25.77 | -80.2
33139 | STANDARD | MIAMI BEACH | FL | PRIMARY | 25.77 | -80.2
33140 | STANDARD | MIAMI BEACH | FL | PRIMARY | 25.77 | -80.2
33141 | STANDARD | MIAMI BEACH | FL | PRIMARY | 25.77 | -80.2
33154 | STANDARD | MIAMI BEACH | FL | PRIMARY | 25.77 | -80.2
33239 | PO BOX | MIAMI BEACH | FL | PRIMARY | 25.77 | -80.2
33471 | STANDARD | MOORE HAVEN | FL | PRIMARY | 26.83 | -81.09
34972 | STANDARD | OKEECHOBEE | FL | PRIMARY | 27.24 | -80.82
34973 | PO BOX | OKEECHOBEE | FL | PRIMARY | 27.24 | -80.82
34974 | STANDARD | OKEECHOBEE | FL | PRIMARY | 27.24 | -80.82
33054 | STANDARD | OPA LOCKA | FL | PRIMARY | 25.93 | -80.26
33055 | STANDARD | OPA LOCKA | FL | PRIMARY | 25.93 | -80.26
33056 | STANDARD | MIAMI GARDENS | FL | PRIMARY | 25.93 | -80.26
33476 | STANDARD | PAHOKEE | FL | PRIMARY | 26.81 | -80.66
33480 | STANDARD | PALM BEACH | FL | PRIMARY | 26.69 | -80.03
34990 | STANDARD | PALM CITY | FL | PRIMARY | 27.16 | -80.26
34991 | PO BOX | PALM CITY | FL | PRIMARY | 27.16 | -80.26
33060 | STANDARD | POMPANO BEACH | FL | PRIMARY | 26.23 | -80.13
33061 | PO BOX | POMPANO BEACH | FL | PRIMARY | 26.23 | -80.13
33062 | STANDARD | POMPANO BEACH | FL | PRIMARY | 26.23 | -80.13
33063 | STANDARD | POMPANO BEACH | FL | PRIMARY | 26.23 | -80.13
33064 | STANDARD | POMPANO BEACH | FL | PRIMARY | 26.23 | -80.13
33065 | STANDARD | POMPANO BEACH | FL | PRIMARY | 26.23 | -80.13
33066 | STANDARD | POMPANO BEACH | FL | PRIMARY | 26.23 | -80.13
33067 | STANDARD | POMPANO BEACH | FL | PRIMARY | 26.23 | -80.13
33068 | STANDARD | POMPANO BEACH | FL | PRIMARY | 26.23 | -80.13
33069 | STANDARD | POMPANO BEACH | FL | PRIMARY | 26.23 | -80.13
33071 | STANDARD | POMPANO BEACH | FL | PRIMARY | 26.23 | -80.13
33072 | PO BOX | POMPANO BEACH | FL | PRIMARY | 26.23 | -80.13
33073 | STANDARD | POMPANO BEACH | FL | PRIMARY | 26.23 | -80.13
33074 | PO BOX | POMPANO BEACH | FL | PRIMARY | 26.23 | -80.13
33075 | PO BOX | CORAL SPRINGS | FL | PRIMARY | 26.23 | -80.13
33076 | STANDARD | POMPANO BEACH | FL | PRIMARY | 26.23 | -80.13
33077 | PO BOX | POMPANO BEACH | FL | PRIMARY | 26.23 | -80.13
33093 | PO BOX | MARGATE | FL | PRIMARY | 26.23 | -80.13
33097 | PO BOX | COCONUT CREEK | FL | PRIMARY | 26.23 | -80.13
34992 | PO BOX | PORT SALERNO | FL | PRIMARY | 27.14 | -80.18
33493 | STANDARD | SOUTH BAY | FL | PRIMARY | 26.66 | -80.71
33082 | PO BOX | PEMBROKE PINES | FL | PRIMARY | 26 | -80.34
34994 | STANDARD | STUART | FL | PRIMARY | 27.19 | -80.24
34995 | PO BOX | STUART | FL | PRIMARY | 27.19 | -80.24
34996 | STANDARD | STUART | FL | PRIMARY | 27.19 | -80.24
34997 | STANDARD | STUART | FL | PRIMARY | 27.19 | -80.24
33042 | STANDARD | SUMMERLAND KEY | FL | PRIMARY | 24.66 | -81.45
33043 | STANDARD | BIG PINE KEY | FL | PRIMARY | 24.67 | -81.35
33070 | STANDARD | TAVERNIER | FL | PRIMARY | 25.01 | -80.51
33401 | STANDARD | WEST PALM BEACH | FL | PRIMARY | 26.74 | -80.12
33402 | PO BOX | WEST PALM BEACH | FL | PRIMARY | 26.74 | -80.12
33403 | STANDARD | WEST PALM BEACH | FL | PRIMARY | 26.74 | -80.12
33404 | STANDARD | WEST PALM BEACH | FL | PRIMARY | 26.74 | -80.12
33405 | STANDARD | WEST PALM BEACH | FL | PRIMARY | 26.74 | -80.12
33406 | STANDARD | WEST PALM BEACH | FL | PRIMARY | 26.74 | -80.12
33407 | STANDARD | WEST PALM BEACH | FL | PRIMARY | 26.74 | -80.12
33408 | STANDARD | NORTH PALM BEACH | FL | PRIMARY | 26.81 | -80.08
33409 | STANDARD | WEST PALM BEACH | FL | PRIMARY | 26.74 | -80.12
33410 | STANDARD | PALM BEACH GARDENS | FL | PRIMARY | 26.74 | -80.12
33411 | STANDARD | WEST PALM BEACH | FL | PRIMARY | 26.74 | -80.12
33412 | STANDARD | WEST PALM BEACH | FL | PRIMARY | 26.74 | -80.12
33413 | STANDARD | WEST PALM BEACH | FL | PRIMARY | 26.74 | -80.12
33414 | STANDARD | WELLINGTON | FL | PRIMARY | 26.74 | -80.12
33415 | STANDARD | WEST PALM BEACH | FL | PRIMARY | 26.74 | -80.12
33416 | PO BOX | WEST PALM BEACH | FL | PRIMARY | 26.74 | -80.12
33417 | STANDARD | WEST PALM BEACH | FL | PRIMARY | 26.74 | -80.12
33418 | STANDARD | PALM BEACH GARDENS | FL | PRIMARY | 26.74 | -80.12
33419 | PO BOX | WEST PALM BEACH | FL | PRIMARY | 26.74 | -80.12
33420 | PO BOX | WEST PALM BEACH | FL | PRIMARY | 26.74 | -80.12
33421 | PO BOX | ROYAL PALM BEACH | FL | PRIMARY | 26.74 | -80.12
33422 | PO BOX | WEST PALM BEACH | FL | PRIMARY | 26.74 | -80.12
32701 | STANDARD | ALTAMONTE SPRINGS | FL | PRIMARY | 28.66 | -81.39
32714 | STANDARD | ALTAMONTE SPRINGS | FL | PRIMARY | 28.66 | -81.39
32715 | PO BOX | ALTAMONTE SPRINGS | FL | PRIMARY | 28.66 | -81.39
32716 | PO BOX | ALTAMONTE SPRINGS | FL | PRIMARY | 28.66 | -81.39
32702 | STANDARD | ALTOONA | FL | PRIMARY | 29.04 | -81.59
33820 | PO BOX | ALTURAS | FL | PRIMARY | 27.79 | -81.85
33920 | STANDARD | ALVA | FL | PRIMARY | 26.71 | -81.61
34216 | PO BOX | ANNA MARIA | FL | PRIMARY | 27.53 | -82.73
32703 | STANDARD | APOPKA | FL | PRIMARY | 28.68 | -81.51
32704 | PO BOX | APOPKA | FL | PRIMARY | 28.68 | -81.51
32712 | STANDARD | APOPKA | FL | PRIMARY | 28.68 | -81.51
34265 | PO BOX | ARCADIA | FL | PRIMARY | 27.21 | -81.85
34266 | STANDARD | ARCADIA | FL | PRIMARY | 27.21 | -81.85
34269 | STANDARD | ARCADIA | FL | PRIMARY | 27.21 | -81.85
34679 | PO BOX | ARIPEKA | FL | PRIMARY | 28.43 | -82.66
34705 | STANDARD | ASTATULA | FL | PRIMARY | 28.71 | -81.73
32102 | STANDARD | ASTOR | FL | PRIMARY | 29.14 | -81.53
33823 | STANDARD | AUBURNDALE | FL | PRIMARY | 28.07 | -81.79
33825 | STANDARD | AVON PARK | FL | PRIMARY | 27.59 | -81.5
33826 | PO BOX | AVON PARK | FL | PRIMARY | 27.59 | -81.5
33827 | STANDARD | BABSON PARK | FL | PRIMARY | 27.83 | -81.52
33503 | PO BOX | BALM | FL | PRIMARY | 27.76 | -82.26
32105 | PO BOX | BARBERVILLE | FL | PRIMARY | 29.18 | -81.42
33830 | STANDARD | BARTOW | FL | PRIMARY | 27.89 | -81.84
33831 | PO BOX | BARTOW | FL | PRIMARY | 27.89 | -81.84
33744 | PO BOX | BAY PINES | FL | PRIMARY | 27.81 | -82.77
33921 | PO BOX | BOCA GRANDE | FL | PRIMARY | 26.69 | -82.25
33922 | STANDARD | BOKEELIA | FL | PRIMARY | 26.7 | -82.05
34133 | PO BOX | BONITA SPRINGS | FL | PRIMARY | 26.34 | -81.78
34134 | STANDARD | BONITA SPRINGS | FL | PRIMARY | 26.34 | -81.78
34135 | STANDARD | BONITA SPRINGS | FL | PRIMARY | 26.34 | -81.78
34136 | PO BOX | BONITA SPRINGS | FL | PRIMARY | 26.34 | -81.78
33834 | STANDARD | BOWLING GREEN | FL | PRIMARY | 27.63 | -81.82
34201 | STANDARD | BRADENTON | FL | PRIMARY | 27.48 | -82.57
34202 | STANDARD | BRADENTON | FL | PRIMARY | 27.48 | -82.57
34203 | STANDARD | BRADENTON | FL | PRIMARY | 27.48 | -82.57
34204 | PO BOX | BRADENTON | FL | PRIMARY | 27.48 | -82.57
34205 | STANDARD | BRADENTON | FL | PRIMARY | 27.48 | -82.57
34206 | PO BOX | BRADENTON | FL | PRIMARY | 27.48 | -82.57
34207 | STANDARD | BRADENTON | FL | PRIMARY | 27.48 | -82.57
34208 | STANDARD | BRADENTON | FL | PRIMARY | 27.48 | -82.57
34209 | STANDARD | BRADENTON | FL | PRIMARY | 27.48 | -82.57
34210 | STANDARD | BRADENTON | FL | PRIMARY | 27.48 | -82.57
34211 | STANDARD | BRADENTON | FL | PRIMARY | 27.48 | -82.57
34212 | STANDARD | BRADENTON | FL | PRIMARY | 27.48 | -82.57
34280 | PO BOX | BRADENTON | FL | PRIMARY | 27.48 | -82.57
34281 | PO BOX | BRADENTON | FL | PRIMARY | 27.48 | -82.57
34282 | PO BOX | BRADENTON | FL | PRIMARY | 27.48 | -82.57
34217 | STANDARD | BRADENTON BEACH | FL | PRIMARY | 27.46 | -82.69
34218 | PO BOX | HOLMES BEACH | FL | PRIMARY | 27.51 | -82.71
33835 | PO BOX | BRADLEY | FL | PRIMARY | 27.79 | -81.85
33508 | PO BOX | BRANDON | FL | PRIMARY | 27.94 | -82.29
33509 | PO BOX | BRANDON | FL | PRIMARY | 27.92 | -82.29
33510 | STANDARD | BRANDON | FL | PRIMARY | 27.92 | -82.29
33511 | STANDARD | BRANDON | FL | PRIMARY | 27.92 | -82.29
34601 | STANDARD | BROOKSVILLE | FL | PRIMARY | 28.55 | -82.39
34602 | STANDARD | BROOKSVILLE | FL | PRIMARY | 28.55 | -82.39
34603 | PO BOX | BROOKSVILLE | FL | PRIMARY | 28.55 | -82.39
34604 | STANDARD | BROOKSVILLE | FL | PRIMARY | 28.48 | -82.42
34605 | PO BOX | BROOKSVILLE | FL | PRIMARY | 28.55 | -82.39
34606 | STANDARD | SPRING HILL | FL | PRIMARY | 28.44 | -82.56
34607 | STANDARD | SPRING HILL | FL | PRIMARY | 28.44 | -82.56
34608 | STANDARD | SPRING HILL | FL | PRIMARY | 28.44 | -82.56
34609 | STANDARD | SPRING HILL | FL | PRIMARY | 28.55 | -82.39
34610 | STANDARD | SPRING HILL | FL | PRIMARY | 28.55 | -82.39
34611 | PO BOX | SPRING HILL | FL | PRIMARY | 28.44 | -82.56
34613 | STANDARD | BROOKSVILLE | FL | PRIMARY | 28.55 | -82.39
34614 | STANDARD | BROOKSVILLE | FL | PRIMARY | 28.55 | -82.39
32110 | STANDARD | BUNNELL | FL | PRIMARY | 29.46 | -81.25
33513 | STANDARD | BUSHNELL | FL | PRIMARY | 28.66 | -82.11
32111 | PO BOX | CANDLER | FL | PRIMARY | 29.04 | -81.89
32920 | STANDARD | CAPE CANAVERAL | FL | PRIMARY | 28.4 | -80.6
33924 | PO BOX | CAPTIVA | FL | PRIMARY | 26.58 | -82.21
32706 | PO BOX | CASSADAGA | FL | PRIMARY | 28.96 | -81.23
32707 | STANDARD | CASSELBERRY | FL | PRIMARY | 28.66 | -81.32
32708 | STANDARD | WINTER SPRINGS | FL | PRIMARY | 28.68 | -81.27
32718 | PO BOX | CASSELBERRY | FL | PRIMARY | 28.66 | -81.32
32719 | PO BOX | WINTER SPRINGS | FL | PRIMARY | 28.68 | -81.27
32730 | STANDARD | CASSELBERRY | FL | PRIMARY | 28.66 | -81.32
33514 | STANDARD | CENTER HILL | FL | PRIMARY | 28.64 | -81.99
34138 | PO BOX | CHOKOLOSKEE | FL | PRIMARY | 25.83 | -81.35
32709 | STANDARD | CHRISTMAS | FL | PRIMARY | 28.53 | -81.02
32113 | STANDARD | CITRA | FL | PRIMARY | 29.41 | -82.11
32710 | PO BOX | CLARCONA | FL | PRIMARY | 28.61 | -81.49
33755 | STANDARD | CLEARWATER | FL | PRIMARY | 27.97 | -82.76
33756 | STANDARD | CLEARWATER | FL | PRIMARY | 27.97 | -82.76
33757 | PO BOX | CLEARWATER | FL | PRIMARY | 27.97 | -82.76
33758 | PO BOX | CLEARWATER | FL | PRIMARY | 27.97 | -82.76
33759 | STANDARD | CLEARWATER | FL | PRIMARY | 27.97 | -82.76
33760 | STANDARD | CLEARWATER | FL | PRIMARY | 27.97 | -82.76
33761 | STANDARD | CLEARWATER | FL | PRIMARY | 27.97 | -82.76
33762 | STANDARD | CLEARWATER | FL | PRIMARY | 27.97 | -82.76
33763 | STANDARD | CLEARWATER | FL | PRIMARY | 27.97 | -82.76
33764 | STANDARD | CLEARWATER | FL | PRIMARY | 27.97 | -82.76
33765 | STANDARD | CLEARWATER | FL | PRIMARY | 27.97 | -82.76
33766 | PO BOX | CLEARWATER | FL | PRIMARY | 27.97 | -82.76
33767 | STANDARD | CLEARWATER BEACH | FL | PRIMARY | 27.98 | -82.82
33769 | UNIQUE | CLEARWATER | FL | PRIMARY | 27.97 | -82.76
34711 | STANDARD | CLERMONT | FL | PRIMARY | 28.55 | -81.75
34712 | PO BOX | CLERMONT | FL | PRIMARY | 28.55 | -81.75
34713 | PO BOX | CLERMONT | FL | PRIMARY | 28.55 | -81.75
34714 | STANDARD | CLERMONT | FL | PRIMARY | 28.53 | -81.76
34715 | STANDARD | CLERMONT | FL | PRIMARY | 28.63 | -81.75
32922 | STANDARD | COCOA | FL | PRIMARY | 28.37 | -80.75
32923 | PO BOX | COCOA | FL | PRIMARY | 28.37 | -80.75
32924 | PO BOX | COCOA | FL | PRIMARY | 28.37 | -80.75
32926 | STANDARD | COCOA | FL | PRIMARY | 28.37 | -80.75
32927 | STANDARD | COCOA | FL | PRIMARY | 28.37 | -80.75
32931 | STANDARD | COCOA BEACH | FL | PRIMARY | 28.33 | -80.62
32932 | PO BOX | COCOA BEACH | FL | PRIMARY | 28.33 | -80.62
33521 | PO BOX | COLEMAN | FL | PRIMARY | 28.8 | -82.06
34137 | PO BOX | COPELAND | FL | PRIMARY | 25.96 | -81.35
34215 | STANDARD | CORTEZ | FL | PRIMARY | 27.46 | -82.67
32112 | STANDARD | CRESCENT CITY | FL | PRIMARY | 29.43 | -81.51
34681 | PO BOX | CRYSTAL BEACH | FL | PRIMARY | 28.08 | -82.76
33524 | PO BOX | CRYSTAL SPRINGS | FL | PRIMARY | 28.18 | -82.15
33523 | STANDARD | DADE CITY | FL | PRIMARY | 28.36 | -82.19
33525 | STANDARD | DADE CITY | FL | PRIMARY | 28.36 | -82.19
33526 | PO BOX | DADE CITY | FL | PRIMARY | 28.36 | -82.19
33836 | PO BOX | DAVENPORT | FL | PRIMARY | 28.16 | -81.6
33837 | STANDARD | DAVENPORT | FL | PRIMARY | 28.16 | -81.6
33896 | STANDARD | DAVENPORT | FL | PRIMARY | 28.16 | -81.6
33897 | STANDARD | DAVENPORT | FL | PRIMARY | 28.16 | -81.6
32114 | STANDARD | DAYTONA BEACH | FL | PRIMARY | 29.19 | -81.05
32115 | PO BOX | DAYTONA BEACH | FL | PRIMARY | 29.19 | -81.05
32116 | PO BOX | DAYTONA BEACH | FL | PRIMARY | 29.19 | -81.05
32117 | STANDARD | DAYTONA BEACH | FL | PRIMARY | 29.19 | -81.05
32118 | STANDARD | DAYTONA BEACH | FL | PRIMARY | 29.19 | -81.05
32119 | STANDARD | DAYTONA BEACH | FL | PRIMARY | 29.19 | -81.05
32120 | PO BOX | DAYTONA BEACH | FL | PRIMARY | 29.19 | -81.05
32121 | PO BOX | DAYTONA BEACH | FL | PRIMARY | 29.19 | -81.05
32122 | PO BOX | DAYTONA BEACH | FL | PRIMARY | 29.19 | -81.05
32124 | STANDARD | DAYTONA BEACH | FL | PRIMARY | 29.19 | -81.05
32125 | PO BOX | DAYTONA BEACH | FL | PRIMARY | 29.19 | -81.05
32126 | PO BOX | DAYTONA BEACH | FL | PRIMARY | 29.19 | -81.05
32198 | UNIQUE | DAYTONA BEACH | FL | PRIMARY | 29.19 | -81.05
32713 | STANDARD | DEBARY | FL | PRIMARY | 28.88 | -81.32
32753 | PO BOX | DEBARY | FL | PRIMARY | 28.88 | -81.31
32720 | STANDARD | DELAND | FL | PRIMARY | 29.05 | -81.31
32721 | PO BOX | DELAND | FL | PRIMARY | 29.05 | -81.31
32722 | PO BOX | GLENWOOD | FL | PRIMARY | 29.08 | -81.35
32723 | UNIQUE | DELAND | FL | PRIMARY | 29.03 | -81.3
32724 | STANDARD | DELAND | FL | PRIMARY | 29.05 | -81.31
32130 | STANDARD | DE LEON SPRINGS | FL | PRIMARY | 29.11 | -81.35
32725 | STANDARD | DELTONA | FL | PRIMARY | 28.9 | -81.2
32728 | PO BOX | DELTONA | FL | PRIMARY | 28.9 | -81.2
32738 | STANDARD | DELTONA | FL | PRIMARY | 28.9 | -81.2
32739 | PO BOX | DELTONA | FL | PRIMARY | 28.9 | -81.2
33527 | STANDARD | DOVER | FL | PRIMARY | 27.99 | -82.22
33838 | STANDARD | DUNDEE | FL | PRIMARY | 28.02 | -81.62
34697 | PO BOX | DUNEDIN | FL | PRIMARY | 28.02 | -82.77
34698 | STANDARD | DUNEDIN | FL | PRIMARY | 28.02 | -82.77
33530 | PO BOX | DURANT | FL | PRIMARY | 27.9 | -82.24
33839 | STANDARD | EAGLE LAKE | FL | PRIMARY | 27.97 | -81.75
32133 | PO BOX | EASTLAKE WEIR | FL | PRIMARY | 29.04 | -81.89
32131 | STANDARD | EAST PALATKA | FL | PRIMARY | 29.65 | -81.59
33840 | PO BOX | EATON PARK | FL | PRIMARY | 28.2 | -81.91
32132 | STANDARD | EDGEWATER | FL | PRIMARY | 28.96 | -80.9
32141 | STANDARD | EDGEWATER | FL | PRIMARY | 28.96 | -80.9
34680 | PO BOX | ELFERS | FL | PRIMARY | 28.21 | -82.72
34222 | STANDARD | ELLENTON | FL | PRIMARY | 27.52 | -82.52
34223 | STANDARD | ENGLEWOOD | FL | PRIMARY | 26.95 | -82.35
34224 | STANDARD | ENGLEWOOD | FL | PRIMARY | 26.95 | -82.35
34295 | PO BOX | ENGLEWOOD | FL | PRIMARY | 26.95 | -82.35
33928 | STANDARD | ESTERO | FL | PRIMARY | 26.44 | -81.81
33929 | PO BOX | ESTERO | FL | PRIMARY | 26.43 | -81.8
32726 | STANDARD | EUSTIS | FL | PRIMARY | 28.85 | -81.68
32727 | PO BOX | EUSTIS | FL | PRIMARY | 28.85 | -81.68
32736 | STANDARD | EUSTIS | FL | PRIMARY | 28.85 | -81.68
34139 | PO BOX | EVERGLADES CITY | FL | PRIMARY | 25.86 | -81.38
33930 | PO BOX | FELDA | FL | PRIMARY | 26.54 | -81.43
32948 | STANDARD | FELLSMERE | FL | PRIMARY | 27.76 | -80.59
32135 | PO BOX | PALM COAST | FL | PRIMARY | 29.57 | -81.21
32136 | STANDARD | FLAGLER BEACH | FL | PRIMARY | 29.47 | -81.13
32137 | STANDARD | PALM COAST | FL | PRIMARY | 29.57 | -81.21
32142 | PO BOX | PALM COAST | FL | PRIMARY | 29.57 | -81.21
32143 | STANDARD | PALM COAST | FL | PRIMARY | 29.42 | -81.16
32164 | STANDARD | PALM COAST | FL | PRIMARY | 29.57 | -81.21
32140 | STANDARD | FLORAHOME | FL | PRIMARY | 29.73 | -81.88
32134 | STANDARD | FORT MC COY | FL | PRIMARY | 29.34 | -81.85
33841 | STANDARD | FORT MEADE | FL | PRIMARY | 27.75 | -81.79
33901 | STANDARD | FORT MYERS | FL | PRIMARY | 26.63 | -81.85
33902 | PO BOX | FORT MYERS | FL | PRIMARY | 26.63 | -81.85
33903 | STANDARD | NORTH FORT MYERS | FL | PRIMARY | 26.63 | -81.85
33904 | STANDARD | CAPE CORAL | FL | PRIMARY | 26.63 | -81.99
33905 | STANDARD | FORT MYERS | FL | PRIMARY | 26.63 | -81.85
33906 | PO BOX | FORT MYERS | FL | PRIMARY | 26.63 | -81.85
33907 | STANDARD | FORT MYERS | FL | PRIMARY | 26.63 | -81.85
33908 | STANDARD | FORT MYERS | FL | PRIMARY | 26.63 | -81.85
33909 | STANDARD | CAPE CORAL | FL | PRIMARY | 26.63 | -81.99
33910 | PO BOX | CAPE CORAL | FL | PRIMARY | 26.63 | -81.99
33911 | PO BOX | FORT MYERS | FL | PRIMARY | 26.63 | -81.85
33912 | STANDARD | FORT MYERS | FL | PRIMARY | 26.63 | -81.85
33913 | STANDARD | FORT MYERS | FL | PRIMARY | 26.63 | -81.85
33914 | STANDARD | CAPE CORAL | FL | PRIMARY | 26.63 | -81.99
33915 | PO BOX | CAPE CORAL | FL | PRIMARY | 26.63 | -81.99
33916 | STANDARD | FORT MYERS | FL | PRIMARY | 26.63 | -81.85
33917 | STANDARD | NORTH FORT MYERS | FL | PRIMARY | 26.63 | -81.85
33918 | PO BOX | NORTH FORT MYERS | FL | PRIMARY | 26.63 | -81.85
33919 | STANDARD | FORT MYERS | FL | PRIMARY | 26.63 | -81.85
33965 | UNIQUE | FORT MYERS | FL | PRIMARY | 26.63 | -81.85
33966 | STANDARD | FORT MYERS | FL | PRIMARY | 26.57 | -81.82
33967 | STANDARD | FORT MYERS | FL | PRIMARY | 26.47 | -81.8
33990 | STANDARD | CAPE CORAL | FL | PRIMARY | 26.63 | -81.99
33991 | STANDARD | CAPE CORAL | FL | PRIMARY | 26.63 | -81.99
33993 | STANDARD | CAPE CORAL | FL | PRIMARY | 26.63 | -81.99
33994 | PO BOX | FORT MYERS | FL | PRIMARY | 26.63 | -81.85
33931 | STANDARD | FORT MYERS BEACH | FL | PRIMARY | 26.48 | -81.95
33932 | PO BOX | FORT MYERS BEACH | FL | PRIMARY | 26.45 | -81.94
34267 | PO BOX | FORT OGDEN | FL | PRIMARY | 27.09 | -81.95
33843 | STANDARD | FROSTPROOF | FL | PRIMARY | 27.74 | -81.53
34731 | STANDARD | FRUITLAND PARK | FL | PRIMARY | 28.85 | -81.9
32732 | STANDARD | GENEVA | FL | PRIMARY | 28.73 | -81.11
32139 | STANDARD | GEORGETOWN | FL | PRIMARY | 29.39 | -81.63
33534 | STANDARD | GIBSONTON | FL | PRIMARY | 27.84 | -82.37
32733 | PO BOX | GOLDENROD | FL | PRIMARY | 28.61 | -81.29
34140 | PO BOX | GOODLAND | FL | PRIMARY | 25.92 | -81.66
34734 | STANDARD | GOTHA | FL | PRIMARY | 28.54 | -81.52
32138 | PO BOX | GRANDIN | FL | PRIMARY | 29.72 | -81.92
32735 | STANDARD | GRAND ISLAND | FL | PRIMARY | 28.88 | -81.73
32949 | STANDARD | GRANT | FL | PRIMARY | 27.92 | -80.52
34736 | STANDARD | GROVELAND | FL | PRIMARY | 28.56 | -81.85
33844 | STANDARD | HAINES CITY | FL | PRIMARY | 28.1 | -81.62
33845 | PO BOX | HAINES CITY | FL | PRIMARY | 28.1 | -81.62
32145 | STANDARD | HASTINGS | FL | PRIMARY | 29.71 | -81.5
33846 | PO BOX | HIGHLAND CITY | FL | PRIMARY | 27.96 | -81.87
32147 | PO BOX | HOLLISTER | FL | PRIMARY | 29.62 | -81.81
33847 | PO BOX | HOMELAND | FL | PRIMARY | 27.79 | -81.85
34737 | STANDARD | HOWEY IN THE HILLS | FL | PRIMARY | 28.71 | -81.77
34142 | STANDARD | IMMOKALEE | FL | PRIMARY | 26.41 | -81.42
34143 | PO BOX | IMMOKALEE | FL | PRIMARY | 26.41 | -81.42
33785 | STANDARD | INDIAN ROCKS BEACH | FL | PRIMARY | 27.88 | -82.84
33786 | STANDARD | BELLEAIR BEACH | FL | PRIMARY | 27.91 | -82.84
33848 | PO BOX | INTERCESSION CITY | FL | PRIMARY | 28.26 | -81.5
32148 | STANDARD | INTERLACHEN | FL | PRIMARY | 29.61 | -81.89
32149 | PO BOX | EDGAR | FL | PRIMARY | 29.61 | -81.89
34636 | PO BOX | ISTACHATTA | FL | PRIMARY | 28.65 | -82.3
33849 | STANDARD | KATHLEEN | FL | PRIMARY | 28.11 | -82.02
34739 | STANDARD | KENANSVILLE | FL | PRIMARY | 27.88 | -80.99
34741 | STANDARD | KISSIMMEE | FL | PRIMARY | 28.3 | -81.41
34742 | PO BOX | KISSIMMEE | FL | PRIMARY | 28.3 | -81.41
34743 | STANDARD | KISSIMMEE | FL | PRIMARY | 28.3 | -81.41
34744 | STANDARD | KISSIMMEE | FL | PRIMARY | 28.3 | -81.41
34745 | PO BOX | KISSIMMEE | FL | PRIMARY | 28.3 | -81.41
34746 | STANDARD | KISSIMMEE | FL | PRIMARY | 28.3 | -81.41
34747 | STANDARD | KISSIMMEE | FL | PRIMARY | 28.3 | -81.41
34758 | STANDARD | KISSIMMEE | FL | PRIMARY | 28.3 | -81.41
34759 | STANDARD | KISSIMMEE | FL | PRIMARY | 28.08 | -81.44
33935 | STANDARD | LABELLE | FL | PRIMARY | 26.64 | -81.34
33975 | PO BOX | LABELLE | FL | PRIMARY | 26.64 | -81.34
33537 | PO BOX | LACOOCHEE | FL | PRIMARY | 28.46 | -82.16
32158 | PO BOX | LADY LAKE | FL | PRIMARY | 28.92 | -81.92
32159 | STANDARD | LADY LAKE | FL | PRIMARY | 28.92 | -81.92
32162 | STANDARD | THE VILLAGES | FL | PRIMARY | 28.92 | -81.92
32163 | STANDARD | THE VILLAGES | FL | PRIMARY | 28.93 | -81.95
33850 | STANDARD | LAKE ALFRED | FL | PRIMARY | 28.09 | -81.72
32157 | PO BOX | LAKE COMO | FL | PRIMARY | 29.48 | -81.57
32160 | PO BOX | LAKE GENEVA | FL | PRIMARY | 29.77 | -82.01
33851 | PO BOX | LAKE HAMILTON | FL | PRIMARY | 28.04 | -81.62
32744 | STANDARD | LAKE HELEN | FL | PRIMARY | 28.98 | -81.23
33801 | STANDARD | LAKELAND | FL | PRIMARY | 28.04 | -81.96
33802 | PO BOX | LAKELAND | FL | PRIMARY | 28.04 | -81.96
33803 | STANDARD | LAKELAND | FL | PRIMARY | 28.04 | -81.96
33804 | PO BOX | LAKELAND | FL | PRIMARY | 28.04 | -81.96
33805 | STANDARD | LAKELAND | FL | PRIMARY | 28.04 | -81.96
33806 | PO BOX | LAKELAND | FL | PRIMARY | 28.04 | -81.96
33807 | PO BOX | LAKELAND | FL | PRIMARY | 28.04 | -81.96
33809 | STANDARD | LAKELAND | FL | PRIMARY | 28.04 | -81.96
33810 | STANDARD | LAKELAND | FL | PRIMARY | 28.04 | -81.96
33811 | STANDARD | LAKELAND | FL | PRIMARY | 28.04 | -81.96
33812 | STANDARD | LAKELAND | FL | PRIMARY | 27.97 | -81.89
33813 | STANDARD | LAKELAND | FL | PRIMARY | 28.04 | -81.96
33815 | STANDARD | LAKELAND | FL | PRIMARY | 28.04 | -81.96
32746 | STANDARD | LAKE MARY | FL | PRIMARY | 28.75 | -81.33
32795 | PO BOX | LAKE MARY | FL | PRIMARY | 28.75 | -81.33
32747 | PO BOX | LAKE MONROE | FL | PRIMARY | 28.84 | -81.27
33538 | STANDARD | LAKE PANASOFFKEE | FL | PRIMARY | 28.79 | -82.13
33852 | STANDARD | LAKE PLACID | FL | PRIMARY | 27.29 | -81.36
33862 | PO BOX | LAKE PLACID | FL | PRIMARY | 27.29 | -81.36
33853 | STANDARD | LAKE WALES | FL | PRIMARY | 27.9 | -81.58
33854 | PO BOX | LAKESHORE | FL | PRIMARY | 27.87 | -81.47
33855 | PO BOX | INDIAN LAKE ESTATES | FL | PRIMARY | 27.87 | -81.47
33856 | PO BOX | NALCREST | FL | PRIMARY | 27.87 | -81.47
33859 | STANDARD | LAKE WALES | FL | PRIMARY | 27.9 | -81.58
33867 | STANDARD | RIVER RANCH | FL | PRIMARY | 27.88 | -81.47
33898 | STANDARD | LAKE WALES | FL | PRIMARY | 27.9 | -81.58
34637 | STANDARD | LAND O LAKES | FL | PRIMARY | 28.24 | -82.49
34638 | STANDARD | LAND O LAKES | FL | PRIMARY | 28.27 | -82.52
34639 | STANDARD | LAND O LAKES | FL | PRIMARY | 28.25 | -82.49
33770 | STANDARD | LARGO | FL | PRIMARY | 27.9 | -82.78
33771 | STANDARD | LARGO | FL | PRIMARY | 27.9 | -82.78
33772 | STANDARD | SEMINOLE | FL | PRIMARY | 27.84 | -82.78
33773 | STANDARD | LARGO | FL | PRIMARY | 27.9 | -82.78
33774 | STANDARD | LARGO | FL | PRIMARY | 27.9 | -82.78
33775 | PO BOX | SEMINOLE | FL | PRIMARY | 27.84 | -82.78
33776 | STANDARD | SEMINOLE | FL | PRIMARY | 27.84 | -82.78
33777 | STANDARD | SEMINOLE | FL | PRIMARY | 27.9 | -82.78
33778 | STANDARD | LARGO | FL | PRIMARY | 27.9 | -82.78
33779 | PO BOX | LARGO | FL | PRIMARY | 27.9 | -82.78
34272 | PO BOX | LAUREL | FL | PRIMARY | 27.14 | -82.46
34748 | STANDARD | LEESBURG | FL | PRIMARY | 28.8 | -81.88
34749 | PO BOX | LEESBURG | FL | PRIMARY | 28.8 | -81.88
34788 | STANDARD | LEESBURG | FL | PRIMARY | 28.8 | -81.88
34789 | PO BOX | LEESBURG | FL | PRIMARY | 28.8 | -81.88
33936 | STANDARD | LEHIGH ACRES | FL | PRIMARY | 26.6 | -81.63
33970 | PO BOX | LEHIGH ACRES | FL | PRIMARY | 26.6 | -81.63
33971 | STANDARD | LEHIGH ACRES | FL | PRIMARY | 26.6 | -81.63
33972 | STANDARD | LEHIGH ACRES | FL | PRIMARY | 26.6 | -81.63
33973 | STANDARD | LEHIGH ACRES | FL | PRIMARY | 26.59 | -81.72
33974 | STANDARD | LEHIGH ACRES | FL | PRIMARY | 26.56 | -81.59
33976 | STANDARD | LEHIGH ACRES | FL | PRIMARY | 26.6 | -81.68
33547 | STANDARD | LITHIA | FL | PRIMARY | 27.85 | -82.17
34228 | STANDARD | LONGBOAT KEY | FL | PRIMARY | 27.37 | -82.62
32750 | STANDARD | LONGWOOD | FL | PRIMARY | 28.7 | -81.34
32752 | PO BOX | LONGWOOD | FL | PRIMARY | 28.7 | -81.34
32779 | STANDARD | LONGWOOD | FL | PRIMARY | 28.7 | -81.34
32791 | PO BOX | LONGWOOD | FL | PRIMARY | 28.7 | -81.34
33857 | STANDARD | LORIDA | FL | PRIMARY | 27.45 | -81.26
33858 | PO BOX | LOUGHMAN | FL | PRIMARY | 28.23 | -81.57
33548 | STANDARD | LUTZ | FL | PRIMARY | 28.13 | -82.46
33549 | STANDARD | LUTZ | FL | PRIMARY | 28.13 | -82.46
33558 | STANDARD | LUTZ | FL | PRIMARY | 28.13 | -82.46
33559 | STANDARD | LUTZ | FL | PRIMARY | 28.13 | -82.46
32751 | STANDARD | MAITLAND | FL | PRIMARY | 28.62 | -81.36
32794 | PO BOX | MAITLAND | FL | PRIMARY | 28.62 | -81.36
32950 | STANDARD | MALABAR | FL | PRIMARY | 27.98 | -80.58
34260 | PO BOX | SARASOTA | FL | PRIMARY | 27.42 | -82.54
33550 | PO BOX | MANGO | FL | PRIMARY | 27.99 | -82.3
34145 | STANDARD | MARCO ISLAND | FL | PRIMARY | 25.94 | -81.73
34146 | PO BOX | MARCO ISLAND | FL | PRIMARY | 25.94 | -81.73
34753 | STANDARD | MASCOTTE | FL | PRIMARY | 28.57 | -81.88
32901 | STANDARD | MELBOURNE | FL | PRIMARY | 28.08 | -80.6
32902 | PO BOX | MELBOURNE | FL | PRIMARY | 28.08 | -80.6
32903 | STANDARD | INDIALANTIC | FL | PRIMARY | 28.08 | -80.56
32904 | STANDARD | MELBOURNE | FL | PRIMARY | 28.08 | -80.6
32905 | STANDARD | PALM BAY | FL | PRIMARY | 27.98 | -80.66
32906 | PO BOX | PALM BAY | FL | PRIMARY | 27.98 | -80.66
32907 | STANDARD | PALM BAY | FL | PRIMARY | 27.98 | -80.66
32908 | STANDARD | PALM BAY | FL | PRIMARY | 27.98 | -80.66
32909 | STANDARD | PALM BAY | FL | PRIMARY | 27.98 | -80.66
32910 | PO BOX | PALM BAY | FL | PRIMARY | 27.98 | -80.66
32911 | PO BOX | PALM BAY | FL | PRIMARY | 27.98 | -80.66
32912 | PO BOX | MELBOURNE | FL | PRIMARY | 28.08 | -80.6
32919 | UNIQUE | MELBOURNE | FL | PRIMARY | 28.08 | -80.6
32925 | STANDARD | PATRICK AFB | FL | PRIMARY | 28.23 | -80.6
32934 | STANDARD | MELBOURNE | FL | PRIMARY | 28.08 | -80.6
32935 | STANDARD | MELBOURNE | FL | PRIMARY | 28.08 | -80.6
32936 | PO BOX | MELBOURNE | FL | PRIMARY | 28.08 | -80.6
32937 | STANDARD | SATELLITE BEACH | FL | PRIMARY | 28.17 | -80.6
32940 | STANDARD | MELBOURNE | FL | PRIMARY | 28.08 | -80.6
32941 | PO BOX | MELBOURNE | FL | PRIMARY | 28.08 | -80.6
32951 | STANDARD | MELBOURNE BEACH | FL | PRIMARY | 28.06 | -80.55
32952 | STANDARD | MERRITT ISLAND | FL | PRIMARY | 28.32 | -80.68
32953 | STANDARD | MERRITT ISLAND | FL | PRIMARY | 28.32 | -80.68
32954 | PO BOX | MERRITT ISLAND | FL | PRIMARY | 28.32 | -80.68
32745 | PO BOX | MID FLORIDA | FL | PRIMARY | 28.75 | -81.67
32799 | PO BOX | MID FLORIDA | FL | PRIMARY | 28.76 | -81.35
32754 | STANDARD | MIMS | FL | PRIMARY | 28.68 | -80.84
34755 | PO BOX | MINNEOLA | FL | PRIMARY | 28.57 | -81.74
34729 | PO BOX | FERNDALE | FL | PRIMARY | 28.62 | -81.69
34756 | STANDARD | MONTVERDE | FL | PRIMARY | 28.59 | -81.67
32756 | PO BOX | MOUNT DORA | FL | PRIMARY | 28.8 | -81.64
32757 | STANDARD | MOUNT DORA | FL | PRIMARY | 28.8 | -81.64
33860 | STANDARD | MULBERRY | FL | PRIMARY | 27.9 | -81.97
34251 | STANDARD | MYAKKA CITY | FL | PRIMARY | 27.35 | -82.16
34101 | PO BOX | NAPLES | FL | PRIMARY | 26.14 | -81.79
34102 | STANDARD | NAPLES | FL | PRIMARY | 26.14 | -81.79
34103 | STANDARD | NAPLES | FL | PRIMARY | 26.14 | -81.79
34104 | STANDARD | NAPLES | FL | PRIMARY | 26.14 | -81.79
34105 | STANDARD | NAPLES | FL | PRIMARY | 26.14 | -81.79
34106 | PO BOX | NAPLES | FL | PRIMARY | 26.14 | -81.79
34107 | PO BOX | NAPLES | FL | PRIMARY | 26.27 | -81.82
34108 | STANDARD | NAPLES | FL | PRIMARY | 26.14 | -81.79
34109 | STANDARD | NAPLES | FL | PRIMARY | 26.14 | -81.79
34110 | STANDARD | NAPLES | FL | PRIMARY | 26.14 | -81.79
34112 | STANDARD | NAPLES | FL | PRIMARY | 26.14 | -81.79
34113 | STANDARD | NAPLES | FL | PRIMARY | 26.14 | -81.79
34114 | STANDARD | NAPLES | FL | PRIMARY | 26.14 | -81.79
34116 | STANDARD | NAPLES | FL | PRIMARY | 26.14 | -81.79
34117 | STANDARD | NAPLES | FL | PRIMARY | 26.14 | -81.79
34119 | STANDARD | NAPLES | FL | PRIMARY | 26.14 | -81.79
34120 | STANDARD | NAPLES | FL | PRIMARY | 26.14 | -81.79
34652 | STANDARD | NEW PORT RICHEY | FL | PRIMARY | 28.24 | -82.71
34653 | STANDARD | NEW PORT RICHEY | FL | PRIMARY | 28.24 | -82.71
34654 | STANDARD | NEW PORT RICHEY | FL | PRIMARY | 28.24 | -82.71
34655 | STANDARD | NEW PORT RICHEY | FL | PRIMARY | 28.24 | -82.71
34656 | PO BOX | NEW PORT RICHEY | FL | PRIMARY | 28.24 | -82.71
32168 | STANDARD | NEW SMYRNA BEACH | FL | PRIMARY | 29.02 | -80.92
32169 | STANDARD | NEW SMYRNA BEACH | FL | PRIMARY | 29.02 | -80.92
32170 | PO BOX | NEW SMYRNA BEACH | FL | PRIMARY | 29.02 | -80.92
33863 | PO BOX | NICHOLS | FL | PRIMARY | 27.79 | -81.85
34661 | PO BOX | NOBLETON | FL | PRIMARY | 28.64 | -82.26
34268 | PO BOX | NOCATEE | FL | PRIMARY | 27.16 | -81.89
34274 | PO BOX | NOKOMIS | FL | PRIMARY | 27.12 | -82.43
34275 | STANDARD | NOKOMIS | FL | PRIMARY | 27.12 | -82.43
32759 | STANDARD | OAK HILL | FL | PRIMARY | 28.86 | -80.85
34740 | PO BOX | KILLARNEY | FL | PRIMARY | 28.54 | -81.65
34760 | PO BOX | OAKLAND | FL | PRIMARY | 28.55 | -81.62
34141 | STANDARD | OCHOPEE | FL | PRIMARY | 25.9 | -81.3
32179 | STANDARD | OCKLAWAHA | FL | PRIMARY | 29.04 | -81.92
32183 | PO BOX | OCKLAWAHA | FL | PRIMARY | 29.04 | -81.92
34761 | STANDARD | OCOEE | FL | PRIMARY | 28.57 | -81.53
33556 | STANDARD | ODESSA | FL | PRIMARY | 28.2 | -82.59
34762 | STANDARD | OKAHUMPKA | FL | PRIMARY | 28.74 | -81.89
34677 | STANDARD | OLDSMAR | FL | PRIMARY | 28.04 | -82.67
33865 | STANDARD | ONA | FL | PRIMARY | 27.49 | -81.92
34264 | PO BOX | ONECO | FL | PRIMARY | 27.44 | -82.54
32763 | STANDARD | ORANGE CITY | FL | PRIMARY | 28.93 | -81.29
32774 | PO BOX | ORANGE CITY | FL | PRIMARY | 28.93 | -81.29
32182 | PO BOX | ORANGE SPRINGS | FL | PRIMARY | 29.5 | -81.94
32801 | STANDARD | ORLANDO | FL | PRIMARY | 28.5 | -81.37
32802 | PO BOX | ORLANDO | FL | PRIMARY | 28.5 | -81.37
32803 | STANDARD | ORLANDO | FL | PRIMARY | 28.5 | -81.37
32804 | STANDARD | ORLANDO | FL | PRIMARY | 28.5 | -81.37
32805 | STANDARD | ORLANDO | FL | PRIMARY | 28.5 | -81.37
32806 | STANDARD | ORLANDO | FL | PRIMARY | 28.5 | -81.37
32807 | STANDARD | ORLANDO | FL | PRIMARY | 28.5 | -81.37
32808 | STANDARD | ORLANDO | FL | PRIMARY | 28.5 | -81.37
32809 | STANDARD | ORLANDO | FL | PRIMARY | 28.5 | -81.37
32810 | STANDARD | ORLANDO | FL | PRIMARY | 28.5 | -81.37
32811 | STANDARD | ORLANDO | FL | PRIMARY | 28.5 | -81.37
32812 | STANDARD | ORLANDO | FL | PRIMARY | 28.5 | -81.37
32814 | STANDARD | ORLANDO | FL | PRIMARY | 28.5 | -81.37
32815 | PO BOX | ORLANDO | FL | PRIMARY | 28.5 | -81.37
32816 | UNIQUE | ORLANDO | FL | PRIMARY | 28.5 | -81.37
32817 | STANDARD | ORLANDO | FL | PRIMARY | 28.5 | -81.37
32818 | STANDARD | ORLANDO | FL | PRIMARY | 28.5 | -81.37
32819 | STANDARD | ORLANDO | FL | PRIMARY | 28.5 | -81.37
32820 | STANDARD | ORLANDO | FL | PRIMARY | 28.5 | -81.37
32821 | STANDARD | ORLANDO | FL | PRIMARY | 28.5 | -81.37
32822 | STANDARD | ORLANDO | FL | PRIMARY | 28.5 | -81.37
32824 | STANDARD | ORLANDO | FL | PRIMARY | 28.5 | -81.37
32825 | STANDARD | ORLANDO | FL | PRIMARY | 28.5 | -81.37
32826 | STANDARD | ORLANDO | FL | PRIMARY | 28.5 | -81.37
32827 | STANDARD | ORLANDO | FL | PRIMARY | 28.5 | -81.37
32828 | STANDARD | ORLANDO | FL | PRIMARY | 28.5 | -81.37
32829 | STANDARD | ORLANDO | FL | PRIMARY | 28.5 | -81.37
32830 | PO BOX | ORLANDO | FL | PRIMARY | 28.37 | -81.55
32831 | STANDARD | ORLANDO | FL | PRIMARY | 28.5 | -81.37
32832 | STANDARD | ORLANDO | FL | PRIMARY | 28.5 | -81.37
32833 | STANDARD | ORLANDO | FL | PRIMARY | 28.5 | -81.37
32834 | STANDARD | ORLANDO | FL | PRIMARY | 28.5 | -81.37
32835 | STANDARD | ORLANDO | FL | PRIMARY | 28.5 | -81.37
32836 | STANDARD | ORLANDO | FL | PRIMARY | 28.5 | -81.37
32837 | STANDARD | ORLANDO | FL | PRIMARY | 28.5 | -81.37
32839 | STANDARD | ORLANDO | FL | PRIMARY | 28.5 | -81.37
32853 | PO BOX | ORLANDO | FL | PRIMARY | 28.5 | -81.37
32854 | PO BOX | ORLANDO | FL | PRIMARY | 28.5 | -81.37
32855 | PO BOX | ORLANDO | FL | PRIMARY | 28.5 | -81.37
32856 | PO BOX | ORLANDO | FL | PRIMARY | 28.5 | -81.37
32857 | PO BOX | ORLANDO | FL | PRIMARY | 28.5 | -81.37
32858 | PO BOX | ORLANDO | FL | PRIMARY | 28.5 | -81.37
32859 | PO BOX | ORLANDO | FL | PRIMARY | 28.5 | -81.37
32860 | PO BOX | ORLANDO | FL | PRIMARY | 28.5 | -81.37
32861 | PO BOX | ORLANDO | FL | PRIMARY | 28.5 | -81.37
32862 | PO BOX | ORLANDO | FL | PRIMARY | 28.5 | -81.37
32867 | PO BOX | ORLANDO | FL | PRIMARY | 28.5 | -81.37
32868 | PO BOX | ORLANDO | FL | PRIMARY | 28.5 | -81.37
32869 | PO BOX | ORLANDO | FL | PRIMARY | 28.5 | -81.37
32872 | PO BOX | ORLANDO | FL | PRIMARY | 28.5 | -81.37
32877 | PO BOX | ORLANDO | FL | PRIMARY | 28.5 | -81.37
32878 | PO BOX | ORLANDO | FL | PRIMARY | 28.5 | -81.37
32885 | UNIQUE | ORLANDO | FL | PRIMARY | 28.54 | -81.38
32886 | UNIQUE | ORLANDO | FL | PRIMARY | 28.5 | -81.37
32887 | UNIQUE | ORLANDO | FL | PRIMARY | 28.5 | -81.37
32891 | UNIQUE | ORLANDO | FL | PRIMARY | 28.5 | -81.37
32896 | UNIQUE | ORLANDO | FL | PRIMARY | 28.32 | -81.23
32897 | UNIQUE | ORLANDO | FL | PRIMARY | 28.5 | -81.37
32899 | UNIQUE | ORLANDO | FL | PRIMARY | 28.5 | -81.37
32173 | PO BOX | ORMOND BEACH | FL | PRIMARY | 29.28 | -81.06
32174 | STANDARD | ORMOND BEACH | FL | PRIMARY | 29.28 | -81.06
32175 | PO BOX | ORMOND BEACH | FL | PRIMARY | 29.28 | -81.06
32176 | STANDARD | ORMOND BEACH | FL | PRIMARY | 29.28 | -81.06
34229 | STANDARD | OSPREY | FL | PRIMARY | 27.19 | -82.49
32764 | STANDARD | OSTEEN | FL | PRIMARY | 28.84 | -81.16
32762 | PO BOX | OVIEDO | FL | PRIMARY | 28.65 | -81.18
32765 | STANDARD | OVIEDO | FL | PRIMARY | 28.65 | -81.18
32766 | STANDARD | OVIEDO | FL | PRIMARY | 28.65 | -81.18
34660 | PO BOX | OZONA | FL | PRIMARY | 28.08 | -82.76
32767 | STANDARD | PAISLEY | FL | PRIMARY | 28.98 | -81.54
32177 | STANDARD | PALATKA | FL | PRIMARY | 29.64 | -81.65
32178 | PO BOX | PALATKA | FL | PRIMARY | 29.64 | -81.65
33944 | PO BOX | PALMDALE | FL | PRIMARY | 26.94 | -81.31
34220 | PO BOX | PALMETTO | FL | PRIMARY | 27.52 | -82.57
34221 | STANDARD | PALMETTO | FL | PRIMARY | 27.52 | -82.57
34682 | PO BOX | PALM HARBOR | FL | PRIMARY | 28.08 | -82.76
34683 | STANDARD | PALM HARBOR | FL | PRIMARY | 28.08 | -82.76
34684 | STANDARD | PALM HARBOR | FL | PRIMARY | 28.08 | -82.76
34685 | STANDARD | PALM HARBOR | FL | PRIMARY | 28.08 | -82.76
34219 | STANDARD | PARRISH | FL | PRIMARY | 27.58 | -82.42
32180 | STANDARD | PIERSON | FL | PRIMARY | 29.23 | -81.46
33945 | PO BOX | PINELAND | FL | PRIMARY | 26.67 | -82.14
33780 | PO BOX | PINELLAS PARK | FL | PRIMARY | 27.85 | -82.7
33781 | STANDARD | PINELLAS PARK | FL | PRIMARY | 27.85 | -82.7
33782 | STANDARD | PINELLAS PARK | FL | PRIMARY | 27.85 | -82.7
33946 | STANDARD | PLACIDA | FL | PRIMARY | 26.83 | -82.2
33947 | STANDARD | ROTONDA WEST | FL | PRIMARY | 26.85 | -82.29
33563 | STANDARD | PLANT CITY | FL | PRIMARY | 28.01 | -82.14
33564 | PO BOX | PLANT CITY | FL | PRIMARY | 28 | -82.12
33565 | STANDARD | PLANT CITY | FL | PRIMARY | 28 | -82.12
33566 | STANDARD | PLANT CITY | FL | PRIMARY | 28 | -82.12
33567 | STANDARD | PLANT CITY | FL | PRIMARY | 28 | -82.12
32768 | PO BOX | PLYMOUTH | FL | PRIMARY | 28.69 | -81.54
33868 | STANDARD | POLK CITY | FL | PRIMARY | 28.18 | -81.82
32181 | STANDARD | POMONA PARK | FL | PRIMARY | 29.49 | -81.59
32123 | PO BOX | PORT ORANGE | FL | PRIMARY | 29.19 | -81.05
32127 | STANDARD | PORT ORANGE | FL | PRIMARY | 29.19 | -81.05
32128 | STANDARD | PORT ORANGE | FL | PRIMARY | 29.1 | -81
32129 | STANDARD | PORT ORANGE | FL | PRIMARY | 29.1 | -81
34667 | STANDARD | HUDSON | FL | PRIMARY | 28.35 | -82.69
34668 | STANDARD | PORT RICHEY | FL | PRIMARY | 28.3 | -82.7
34669 | STANDARD | HUDSON | FL | PRIMARY | 28.35 | -82.69
34673 | PO BOX | PORT RICHEY | FL | PRIMARY | 28.27 | -82.71
34674 | PO BOX | HUDSON | FL | PRIMARY | 28.35 | -82.69
33927 | PO BOX | EL JOBEAN | FL | PRIMARY | 26.89 | -82.05
33938 | PO BOX | MURDOCK | FL | PRIMARY | 27 | -82.13
33948 | STANDARD | PORT CHARLOTTE | FL | PRIMARY | 26.98 | -82.1
33949 | PO BOX | PORT CHARLOTTE | FL | PRIMARY | 26.98 | -82.1
33950 | STANDARD | PUNTA GORDA | FL | PRIMARY | 26.89 | -82.05
33951 | PO BOX | PUNTA GORDA | FL | PRIMARY | 26.89 | -82.05
33952 | STANDARD | PORT CHARLOTTE | FL | PRIMARY | 26.98 | -82.1
33953 | STANDARD | PORT CHARLOTTE | FL | PRIMARY | 26.98 | -82.1
33954 | STANDARD | PORT CHARLOTTE | FL | PRIMARY | 26.98 | -82.1
33955 | STANDARD | PUNTA GORDA | FL | PRIMARY | 26.89 | -82.05
33980 | STANDARD | PUNTA GORDA | FL | PRIMARY | 26.98 | -82.1
33981 | STANDARD | PORT CHARLOTTE | FL | PRIMARY | 26.98 | -82.1
33982 | STANDARD | PUNTA GORDA | FL | PRIMARY | 26.89 | -82.05
33983 | STANDARD | PUNTA GORDA | FL | PRIMARY | 26.89 | -82.05
32185 | PO BOX | PUTNAM HALL | FL | PRIMARY | 29.73 | -81.95
33568 | PO BOX | RIVERVIEW | FL | PRIMARY | 27.84 | -82.31
33569 | STANDARD | RIVERVIEW | FL | PRIMARY | 27.83 | -82.29
33578 | STANDARD | RIVERVIEW | FL | PRIMARY | 27.88 | -82.33
33579 | STANDARD | RIVERVIEW | FL | PRIMARY | 27.79 | -82.29
32955 | STANDARD | ROCKLEDGE | FL | PRIMARY | 28.31 | -80.72
32956 | PO BOX | ROCKLEDGE | FL | PRIMARY | 28.31 | -80.72
32957 | PO BOX | ROSELAND | FL | PRIMARY | 27.83 | -80.48
33570 | STANDARD | RUSKIN | FL | PRIMARY | 27.71 | -82.42
33571 | PO BOX | SUN CITY CENTER | FL | PRIMARY | 27.72 | -82.35
33572 | STANDARD | APOLLO BEACH | FL | PRIMARY | 27.78 | -82.39
33573 | STANDARD | SUN CITY CENTER | FL | PRIMARY | 27.72 | -82.35
33575 | PO BOX | RUSKIN | FL | PRIMARY | 27.72 | -82.43
34695 | STANDARD | SAFETY HARBOR | FL | PRIMARY | 28 | -82.69
34769 | STANDARD | SAINT CLOUD | FL | PRIMARY | 28.24 | -81.28
34770 | PO BOX | SAINT CLOUD | FL | PRIMARY | 28.24 | -81.28
34771 | STANDARD | SAINT CLOUD | FL | PRIMARY | 28.24 | -81.28
34772 | STANDARD | SAINT CLOUD | FL | PRIMARY | 28.24 | -81.28
34773 | STANDARD | SAINT CLOUD | FL | PRIMARY | 28.24 | -81.28
33956 | STANDARD | SAINT JAMES CITY | FL | PRIMARY | 26.49 | -82.08
33574 | PO BOX | SAINT LEO | FL | PRIMARY | 28.33 | -82.25
33701 | STANDARD | SAINT PETERSBURG | FL | PRIMARY | 27.75 | -82.64
33702 | STANDARD | SAINT PETERSBURG | FL | PRIMARY | 27.75 | -82.64
33703 | STANDARD | SAINT PETERSBURG | FL | PRIMARY | 27.75 | -82.64
33704 | STANDARD | SAINT PETERSBURG | FL | PRIMARY | 27.75 | -82.64
33705 | STANDARD | SAINT PETERSBURG | FL | PRIMARY | 27.75 | -82.64
33706 | STANDARD | SAINT PETERSBURG | FL | PRIMARY | 27.75 | -82.64
33707 | STANDARD | SAINT PETERSBURG | FL | PRIMARY | 27.75 | -82.64
33708 | STANDARD | SAINT PETERSBURG | FL | PRIMARY | 27.75 | -82.64
33709 | STANDARD | SAINT PETERSBURG | FL | PRIMARY | 27.75 | -82.64
33710 | STANDARD | SAINT PETERSBURG | FL | PRIMARY | 27.75 | -82.64
33711 | STANDARD | SAINT PETERSBURG | FL | PRIMARY | 27.75 | -82.64
33712 | STANDARD | SAINT PETERSBURG | FL | PRIMARY | 27.75 | -82.64
33713 | STANDARD | SAINT PETERSBURG | FL | PRIMARY | 27.75 | -82.64
33714 | STANDARD | SAINT PETERSBURG | FL | PRIMARY | 27.75 | -82.64
33715 | STANDARD | SAINT PETERSBURG | FL | PRIMARY | 27.75 | -82.64
33716 | STANDARD | SAINT PETERSBURG | FL | PRIMARY | 27.75 | -82.64
33729 | UNIQUE | SAINT PETERSBURG | FL | PRIMARY | 27.75 | -82.64
33730 | STANDARD | SAINT PETERSBURG | FL | PRIMARY | 27.75 | -82.64
33731 | PO BOX | SAINT PETERSBURG | FL | PRIMARY | 27.75 | -82.64
33732 | PO BOX | SAINT PETERSBURG | FL | PRIMARY | 27.75 | -82.64
33733 | PO BOX | SAINT PETERSBURG | FL | PRIMARY | 27.75 | -82.64
33734 | PO BOX | SAINT PETERSBURG | FL | PRIMARY | 27.75 | -82.64
33736 | PO BOX | SAINT PETERSBURG | FL | PRIMARY | 27.75 | -82.64
33737 | PO BOX | SAINT PETERSBURG | FL | PRIMARY | 27.75 | -82.64
33738 | PO BOX | SAINT PETERSBURG | FL | PRIMARY | 27.75 | -82.64
33740 | PO BOX | SAINT PETERSBURG | FL | PRIMARY | 27.75 | -82.64
33741 | PO BOX | SAINT PETERSBURG | FL | PRIMARY | 27.75 | -82.64
33742 | PO BOX | SAINT PETERSBURG | FL | PRIMARY | 27.75 | -82.64
33743 | PO BOX | SAINT PETERSBURG | FL | PRIMARY | 27.75 | -82.64
33747 | PO BOX | SAINT PETERSBURG | FL | PRIMARY | 27.75 | -82.64
33784 | PO BOX | SAINT PETERSBURG | FL | PRIMARY | 27.75 | -82.64
33576 | STANDARD | SAN ANTONIO | FL | PRIMARY | 28.33 | -82.27
32771 | STANDARD | SANFORD | FL | PRIMARY | 28.78 | -81.27
32772 | PO BOX | SANFORD | FL | PRIMARY | 28.78 | -81.27
32773 | STANDARD | SANFORD | FL | PRIMARY | 28.78 | -81.27
33957 | STANDARD | SANIBEL | FL | PRIMARY | 26.44 | -82.1
32187 | STANDARD | SAN MATEO | FL | PRIMARY | 29.6 | -81.58
34230 | PO BOX | SARASOTA | FL | PRIMARY | 27.33 | -82.54
34231 | STANDARD | SARASOTA | FL | PRIMARY | 27.33 | -82.54
34232 | STANDARD | SARASOTA | FL | PRIMARY | 27.33 | -82.54
34233 | STANDARD | SARASOTA | FL | PRIMARY | 27.33 | -82.54
34234 | STANDARD | SARASOTA | FL | PRIMARY | 27.33 | -82.54
34235 | STANDARD | SARASOTA | FL | PRIMARY | 27.33 | -82.54
34236 | STANDARD | SARASOTA | FL | PRIMARY | 27.33 | -82.54
34237 | STANDARD | SARASOTA | FL | PRIMARY | 27.33 | -82.54
34238 | STANDARD | SARASOTA | FL | PRIMARY | 27.33 | -82.54
34239 | STANDARD | SARASOTA | FL | PRIMARY | 27.33 | -82.54
34240 | STANDARD | SARASOTA | FL | PRIMARY | 27.33 | -82.54
34241 | STANDARD | SARASOTA | FL | PRIMARY | 27.33 | -82.54
34242 | STANDARD | SARASOTA | FL | PRIMARY | 27.33 | -82.54
34243 | STANDARD | SARASOTA | FL | PRIMARY | 27.33 | -82.54
34276 | PO BOX | SARASOTA | FL | PRIMARY | 27.33 | -82.54
34277 | PO BOX | SARASOTA | FL | PRIMARY | 27.33 | -82.54
34278 | PO BOX | SARASOTA | FL | PRIMARY | 27.33 | -82.54
32189 | STANDARD | SATSUMA | FL | PRIMARY | 29.55 | -81.65
32775 | PO BOX | SCOTTSMOOR | FL | PRIMARY | 28.76 | -80.87
32958 | STANDARD | SEBASTIAN | FL | PRIMARY | 27.78 | -80.48
32976 | STANDARD | SEBASTIAN | FL | PRIMARY | 27.78 | -80.48
32978 | PO BOX | SEBASTIAN | FL | PRIMARY | 27.78 | -80.48
33870 | STANDARD | SEBRING | FL | PRIMARY | 27.49 | -81.45
33871 | PO BOX | SEBRING | FL | PRIMARY | 27.49 | -81.45
33872 | STANDARD | SEBRING | FL | PRIMARY | 27.49 | -81.45
33875 | STANDARD | SEBRING | FL | PRIMARY | 27.41 | -81.48
33876 | STANDARD | SEBRING | FL | PRIMARY | 27.42 | -81.34
33583 | PO BOX | SEFFNER | FL | PRIMARY | 27.99 | -82.27
33584 | STANDARD | SEFFNER | FL | PRIMARY | 27.99 | -82.27
32190 | STANDARD | SEVILLE | FL | PRIMARY | 29.31 | -81.49
32959 | PO BOX | SHARPES | FL | PRIMARY | 28.43 | -80.76
32776 | STANDARD | SORRENTO | FL | PRIMARY | 28.81 | -81.49
32192 | PO BOX | SPARR | FL | PRIMARY | 29.33 | -82.11
33585 | STANDARD | SUMTERVILLE | FL | PRIMARY | 28.73 | -82.01
33586 | PO BOX | SUN CITY | FL | PRIMARY | 27.68 | -82.47
33587 | PO BOX | SYDNEY | FL | PRIMARY | 27.9 | -82.24
34270 | PO BOX | TALLEVAST | FL | PRIMARY | 27.44 | -82.51
33601 | PO BOX | TAMPA | FL | PRIMARY | 27.95 | -82.48
33602 | STANDARD | TAMPA | FL | PRIMARY | 27.95 | -82.48
33603 | STANDARD | TAMPA | FL | PRIMARY | 27.95 | -82.48
33604 | STANDARD | TAMPA | FL | PRIMARY | 27.95 | -82.48
33605 | STANDARD | TAMPA | FL | PRIMARY | 27.95 | -82.48
33606 | STANDARD | TAMPA | FL | PRIMARY | 27.95 | -82.48
33607 | STANDARD | TAMPA | FL | PRIMARY | 27.95 | -82.48
33608 | PO BOX | TAMPA | FL | PRIMARY | 27.95 | -82.48
33609 | STANDARD | TAMPA | FL | PRIMARY | 27.95 | -82.48
33610 | STANDARD | TAMPA | FL | PRIMARY | 27.95 | -82.48
33611 | STANDARD | TAMPA | FL | PRIMARY | 27.95 | -82.48
33612 | STANDARD | TAMPA | FL | PRIMARY | 27.95 | -82.48
33613 | STANDARD | TAMPA | FL | PRIMARY | 27.95 | -82.48
33614 | STANDARD | TAMPA | FL | PRIMARY | 27.95 | -82.48
33615 | STANDARD | TAMPA | FL | PRIMARY | 27.95 | -82.48
33616 | STANDARD | TAMPA | FL | PRIMARY | 27.95 | -82.48
33617 | STANDARD | TAMPA | FL | PRIMARY | 27.95 | -82.48
33618 | STANDARD | TAMPA | FL | PRIMARY | 27.95 | -82.48
33619 | STANDARD | TAMPA | FL | PRIMARY | 27.95 | -82.48
33620 | UNIQUE | TAMPA | FL | PRIMARY | 27.95 | -82.48
33621 | STANDARD | TAMPA | FL | PRIMARY | 27.95 | -82.48
33622 | PO BOX | TAMPA | FL | PRIMARY | 27.95 | -82.48
33623 | PO BOX | TAMPA | FL | PRIMARY | 27.95 | -82.48
33624 | STANDARD | TAMPA | FL | PRIMARY | 27.95 | -82.48
33625 | STANDARD | TAMPA | FL | PRIMARY | 27.95 | -82.48
33626 | STANDARD | TAMPA | FL | PRIMARY | 27.95 | -82.48
33629 | STANDARD | TAMPA | FL | PRIMARY | 27.95 | -82.48
33630 | PO BOX | TAMPA | FL | PRIMARY | 27.95 | -82.48
33631 | PO BOX | TAMPA | FL | PRIMARY | 27.95 | -82.48
33633 | UNIQUE | TAMPA | FL | PRIMARY | 27.95 | -82.48
33634 | STANDARD | TAMPA | FL | PRIMARY | 27.95 | -82.48
33635 | STANDARD | TAMPA | FL | PRIMARY | 27.95 | -82.48
33637 | STANDARD | TAMPA | FL | PRIMARY | 27.95 | -82.48
33646 | PO BOX | TAMPA | FL | PRIMARY | 27.95 | -82.45
33647 | STANDARD | TAMPA | FL | PRIMARY | 27.95 | -82.48
33650 | UNIQUE | TAMPA | FL | PRIMARY | 27.95 | -82.48
33655 | UNIQUE | TAMPA | FL | PRIMARY | 27.95 | -82.48
33660 | UNIQUE | TAMPA | FL | PRIMARY | 27.95 | -82.48
33661 | UNIQUE | TAMPA | FL | PRIMARY | 27.95 | -82.48
33662 | UNIQUE | TAMPA | FL | PRIMARY | 27.95 | -82.48
33663 | UNIQUE | TAMPA | FL | PRIMARY | 27.95 | -82.48
33664 | UNIQUE | TAMPA | FL | PRIMARY | 27.95 | -82.48
33672 | PO BOX | TAMPA | FL | PRIMARY | 27.95 | -82.48
33673 | PO BOX | TAMPA | FL | PRIMARY | 27.95 | -82.48
33674 | PO BOX | TAMPA | FL | PRIMARY | 27.95 | -82.48
33675 | PO BOX | TAMPA | FL | PRIMARY | 27.95 | -82.48
33677 | PO BOX | TAMPA | FL | PRIMARY | 27.95 | -82.48
33679 | PO BOX | TAMPA | FL | PRIMARY | 27.95 | -82.48
33680 | PO BOX | TAMPA | FL | PRIMARY | 27.95 | -82.48
33681 | PO BOX | TAMPA | FL | PRIMARY | 27.95 | -82.48
33682 | PO BOX | TAMPA | FL | PRIMARY | 27.95 | -82.48
33684 | PO BOX | TAMPA | FL | PRIMARY | 27.95 | -82.48
33685 | PO BOX | TAMPA | FL | PRIMARY | 27.95 | -82.48
33686 | PO BOX | TAMPA | FL | PRIMARY | 27.95 | -82.48
33687 | PO BOX | TAMPA | FL | PRIMARY | 27.95 | -82.48
33688 | PO BOX | TAMPA | FL | PRIMARY | 27.95 | -82.48
33689 | PO BOX | TAMPA | FL | PRIMARY | 27.95 | -82.48
33694 | PO BOX | TAMPA | FL | PRIMARY | 27.95 | -82.48
32777 | PO BOX | TANGERINE | FL | PRIMARY | 28.76 | -81.62
34688 | STANDARD | TARPON SPRINGS | FL | PRIMARY | 28.14 | -82.78
34689 | STANDARD | TARPON SPRINGS | FL | PRIMARY | 28.14 | -82.78
34690 | STANDARD | HOLIDAY | FL | PRIMARY | 28.18 | -82.74
34691 | STANDARD | HOLIDAY | FL | PRIMARY | 28.18 | -82.74
34692 | PO BOX | HOLIDAY | FL | PRIMARY | 28.19 | -82.74
32778 | STANDARD | TAVARES | FL | PRIMARY | 28.8 | -81.73
34250 | PO BOX | TERRA CEIA | FL | PRIMARY | 27.58 | -82.58
33592 | STANDARD | THONOTOSASSA | FL | PRIMARY | 28.07 | -82.3
32780 | STANDARD | TITUSVILLE | FL | PRIMARY | 28.58 | -80.82
32781 | PO BOX | TITUSVILLE | FL | PRIMARY | 28.58 | -80.82
32783 | PO BOX | TITUSVILLE | FL | PRIMARY | 28.58 | -80.82
32796 | STANDARD | TITUSVILLE | FL | PRIMARY | 28.58 | -80.82
33593 | PO BOX | TRILBY | FL | PRIMARY | 28.44 | -82.2
32784 | STANDARD | UMATILLA | FL | PRIMARY | 28.92 | -81.66
33594 | STANDARD | VALRICO | FL | PRIMARY | 27.94 | -82.25
33595 | PO BOX | VALRICO | FL | PRIMARY | 27.94 | -82.25
33596 | STANDARD | VALRICO | FL | PRIMARY | 27.88 | -82.24
34284 | PO BOX | VENICE | FL | PRIMARY | 27.09 | -82.43
34285 | STANDARD | VENICE | FL | PRIMARY | 27.09 | -82.43
34286 | STANDARD | NORTH PORT | FL | PRIMARY | 27.04 | -82.19
34287 | STANDARD | NORTH PORT | FL | PRIMARY | 27.04 | -82.19
34288 | STANDARD | NORTH PORT | FL | PRIMARY | 27.04 | -82.19
34289 | STANDARD | NORTH PORT | FL | PRIMARY | 27.04 | -82.19
34290 | PO BOX | NORTH PORT | FL | PRIMARY | 27.04 | -82.24
34291 | STANDARD | NORTH PORT | FL | PRIMARY | 27.17 | -82.28
34292 | STANDARD | VENICE | FL | PRIMARY | 27.09 | -82.43
34293 | STANDARD | VENICE | FL | PRIMARY | 27.09 | -82.43
33960 | STANDARD | VENUS | FL | PRIMARY | 27.06 | -81.35
32960 | STANDARD | VERO BEACH | FL | PRIMARY | 27.64 | -80.39
32961 | PO BOX | VERO BEACH | FL | PRIMARY | 27.64 | -80.39
32962 | STANDARD | VERO BEACH | FL | PRIMARY | 27.64 | -80.39
32963 | STANDARD | VERO BEACH | FL | PRIMARY | 27.64 | -80.39
32964 | PO BOX | VERO BEACH | FL | PRIMARY | 27.64 | -80.39
32965 | PO BOX | VERO BEACH | FL | PRIMARY | 27.64 | -80.39
32966 | STANDARD | VERO BEACH | FL | PRIMARY | 27.64 | -80.39
32967 | STANDARD | VERO BEACH | FL | PRIMARY | 27.64 | -80.39
32968 | STANDARD | VERO BEACH | FL | PRIMARY | 27.64 | -80.39
32969 | PO BOX | VERO BEACH | FL | PRIMARY | 27.64 | -80.39
32970 | PO BOX | WABASSO | FL | PRIMARY | 27.75 | -80.43
33873 | STANDARD | WAUCHULA | FL | PRIMARY | 27.54 | -81.8
33877 | PO BOX | WAVERLY | FL | PRIMARY | 27.96 | -81.61
33597 | STANDARD | WEBSTER | FL | PRIMARY | 28.61 | -82.05
32195 | STANDARD | WEIRSDALE | FL | PRIMARY | 28.98 | -81.92
32193 | STANDARD | WELAKA | FL | PRIMARY | 29.48 | -81.66
34785 | STANDARD | WILDWOOD | FL | PRIMARY | 28.85 | -82.04
33598 | STANDARD | WIMAUMA | FL | PRIMARY | 27.71 | -82.3
34786 | STANDARD | WINDERMERE | FL | PRIMARY | 28.49 | -81.53
32971 | PO BOX | WINTER BEACH | FL | PRIMARY | 27.71 | -80.42
34777 | PO BOX | WINTER GARDEN | FL | PRIMARY | 28.56 | -81.58
34778 | PO BOX | WINTER GARDEN | FL | PRIMARY | 28.56 | -81.58
34787 | STANDARD | WINTER GARDEN | FL | PRIMARY | 28.56 | -81.58
33880 | STANDARD | WINTER HAVEN | FL | PRIMARY | 28.04 | -81.72
33881 | STANDARD | WINTER HAVEN | FL | PRIMARY | 28.04 | -81.72
33882 | PO BOX | WINTER HAVEN | FL | PRIMARY | 28.04 | -81.72
33883 | PO BOX | WINTER HAVEN | FL | PRIMARY | 28.04 | -81.72
33884 | STANDARD | WINTER HAVEN | FL | PRIMARY | 28.04 | -81.72
33885 | PO BOX | WINTER HAVEN | FL | PRIMARY | 28.04 | -81.72
33888 | UNIQUE | WINTER HAVEN | FL | PRIMARY | 28.04 | -81.72
32789 | STANDARD | WINTER PARK | FL | PRIMARY | 28.59 | -81.34
32790 | PO BOX | WINTER PARK | FL | PRIMARY | 28.59 | -81.34
32792 | STANDARD | WINTER PARK | FL | PRIMARY | 28.59 | -81.34
32793 | PO BOX | WINTER PARK | FL | PRIMARY | 28.59 | -81.34
34797 | STANDARD | YALAHA | FL | PRIMARY | 28.74 | -81.82
32798 | STANDARD | ZELLWOOD | FL | PRIMARY | 28.73 | -81.6
33539 | PO BOX | ZEPHYRHILLS | FL | PRIMARY | 28.23 | -82.17
33540 | STANDARD | ZEPHYRHILLS | FL | PRIMARY | 28.23 | -82.17
33541 | STANDARD | ZEPHYRHILLS | FL | PRIMARY | 28.23 | -82.17
33542 | STANDARD | ZEPHYRHILLS | FL | PRIMARY | 28.23 | -82.17
33543 | STANDARD | WESLEY CHAPEL | FL | PRIMARY | 28.23 | -82.17
33544 | STANDARD | WESLEY CHAPEL | FL | PRIMARY | 28.23 | -82.17
33545 | STANDARD | WESLEY CHAPEL | FL | PRIMARY | 28.28 | -82.29
33890 | STANDARD | ZOLFO SPRINGS | FL | PRIMARY | 27.49 | -81.79
36310 | STANDARD | ABBEVILLE | AL | PRIMARY | 31.56 | -85.25
35440 | PO BOX | ABERNANT | AL | PRIMARY | 33.26 | -87.16
35005 | STANDARD | ADAMSVILLE | AL | PRIMARY | 33.59 | -86.95
35540 | STANDARD | ADDISON | AL | PRIMARY | 34.19 | -87.17
35006 | STANDARD | ADGER | AL | PRIMARY | 33.42 | -87.19
35441 | STANDARD | AKRON | AL | PRIMARY | 32.87 | -87.73
35007 | STANDARD | ALABASTER | AL | PRIMARY | 33.22 | -86.82
35144 | PO BOX | SILURIA | AL | PRIMARY | 33.25 | -86.79
36720 | STANDARD | ALBERTA | AL | PRIMARY | 32.23 | -87.41
35950 | STANDARD | ALBERTVILLE | AL | PRIMARY | 34.26 | -86.2
35951 | STANDARD | ALBERTVILLE | AL | PRIMARY | 34.26 | -86.2
35010 | STANDARD | ALEXANDER CITY | AL | PRIMARY | 32.92 | -85.93
35011 | PO BOX | ALEXANDER CITY | AL | PRIMARY | 32.92 | -85.93
36250 | STANDARD | ALEXANDRIA | AL | PRIMARY | 33.78 | -85.9
35442 | STANDARD | ALICEVILLE | AL | PRIMARY | 33.12 | -88.15
35013 | PO BOX | ALLGOOD | AL | PRIMARY | 33.9 | -86.51
35014 | STANDARD | ALPINE | AL | PRIMARY | 33.33 | -86.18
35015 | PO BOX | ALTON | AL | PRIMARY | 33.61 | -86.59
35952 | STANDARD | ALTOONA | AL | PRIMARY | 34.03 | -86.31
36420 | STANDARD | ANDALUSIA | AL | PRIMARY | 31.3 | -86.48
36421 | STANDARD | ANDALUSIA | AL | PRIMARY | 31.37 | -86.47
35610 | STANDARD | ANDERSON | AL | PRIMARY | 34.91 | -87.27
36721 | STANDARD | ANNEMANIE | AL | PRIMARY | 32.07 | -87.56
36201 | STANDARD | ANNISTON | AL | PRIMARY | 33.66 | -85.81
36202 | PO BOX | ANNISTON | AL | PRIMARY | 33.66 | -85.81
36203 | STANDARD | OXFORD | AL | PRIMARY | 33.66 | -85.81
36204 | PO BOX | ANNISTON | AL | PRIMARY | 33.66 | -85.81
36205 | STANDARD | ANNISTON | AL | PRIMARY | 33.66 | -85.81
36206 | STANDARD | ANNISTON | AL | PRIMARY | 33.66 | -85.81
36207 | STANDARD | ANNISTON | AL | PRIMARY | 33.66 | -85.81
35016 | STANDARD | ARAB | AL | PRIMARY | 34.32 | -86.5
36311 | STANDARD | ARITON | AL | PRIMARY | 31.59 | -85.71
35541 | STANDARD | ARLEY | AL | PRIMARY | 34.08 | -87.21
36722 | STANDARD | ARLINGTON | AL | PRIMARY | 32.07 | -87.56
36312 | STANDARD | ASHFORD | AL | PRIMARY | 31.18 | -85.23
36251 | STANDARD | ASHLAND | AL | PRIMARY | 33.27 | -85.83
35953 | STANDARD | ASHVILLE | AL | PRIMARY | 33.83 | -86.26
35611 | STANDARD | ATHENS | AL | PRIMARY | 34.78 | -86.95
35612 | PO BOX | ATHENS | AL | PRIMARY | 34.78 | -86.95
35613 | STANDARD | ATHENS | AL | PRIMARY | 34.78 | -86.95
35614 | STANDARD | ATHENS | AL | PRIMARY | 34.78 | -86.95
36502 | STANDARD | ATMORE | AL | PRIMARY | 31.02 | -87.49
36503 | PO BOX | ATMORE | AL | PRIMARY | 31.02 | -87.49
36504 | PO BOX | ATMORE | AL | PRIMARY | 31.02 | -87.49
35954 | STANDARD | ATTALLA | AL | PRIMARY | 34.01 | -86.1
36830 | STANDARD | AUBURN | AL | PRIMARY | 32.59 | -85.48
36831 | PO BOX | AUBURN | AL | PRIMARY | 32.59 | -85.48
36832 | STANDARD | AUBURN | AL | PRIMARY | 32.59 | -85.48
36849 | UNIQUE | AUBURN UNIVERSITY | AL | PRIMARY | 32.6 | -85.48
36003 | STANDARD | AUTAUGAVILLE | AL | PRIMARY | 32.43 | -86.65
36505 | STANDARD | AXIS | AL | PRIMARY | 30.92 | -88.02
35019 | STANDARD | BAILEYTON | AL | PRIMARY | 34.26 | -86.61
36005 | STANDARD | BANKS | AL | PRIMARY | 31.81 | -85.83
36061 | PO BOX | PEROTE | AL | PRIMARY | 31.99 | -85.75
35542 | STANDARD | BANKSTON | AL | PRIMARY | 33.7 | -87.68
36507 | STANDARD | BAY MINETTE | AL | PRIMARY | 30.88 | -87.77
36509 | STANDARD | BAYOU LA BATRE | AL | PRIMARY | 30.4 | -88.25
35543 | STANDARD | BEAR CREEK | AL | PRIMARY | 34.26 | -87.71
36425 | STANDARD | BEATRICE | AL | PRIMARY | 31.73 | -87.2
35544 | STANDARD | BEAVERTON | AL | PRIMARY | 33.93 | -88.02
35545 | PO BOX | BELK | AL | PRIMARY | 33.64 | -87.92
35615 | PO BOX | BELLE MINA | AL | PRIMARY | 34.65 | -86.82
36313 | PO BOX | BELLWOOD | AL | PRIMARY | 31.17 | -85.79
35546 | STANDARD | BERRY | AL | PRIMARY | 33.66 | -87.6
35020 | STANDARD | BESSEMER | AL | PRIMARY | 33.37 | -86.96
35021 | PO BOX | BESSEMER | AL | PRIMARY | 33.37 | -86.96
35022 | STANDARD | BESSEMER | AL | PRIMARY | 33.37 | -86.96
35023 | STANDARD | BESSEMER | AL | PRIMARY | 33.43 | -86.99
36006 | STANDARD | BILLINGSLEY | AL | PRIMARY | 32.66 | -86.7
35201 | PO BOX | BIRMINGHAM | AL | PRIMARY | 33.52 | -86.79
35202 | PO BOX | BIRMINGHAM | AL | PRIMARY | 33.52 | -86.79
35203 | STANDARD | BIRMINGHAM | AL | PRIMARY | 33.52 | -86.79
35204 | STANDARD | BIRMINGHAM | AL | PRIMARY | 33.52 | -86.79
35205 | STANDARD | BIRMINGHAM | AL | PRIMARY | 33.52 | -86.79
35206 | STANDARD | BIRMINGHAM | AL | PRIMARY | 33.52 | -86.79
35207 | STANDARD | BIRMINGHAM | AL | PRIMARY | 33.52 | -86.79
35208 | STANDARD | BIRMINGHAM | AL | PRIMARY | 33.52 | -86.79
35209 | STANDARD | BIRMINGHAM | AL | PRIMARY | 33.52 | -86.79
35210 | STANDARD | BIRMINGHAM | AL | PRIMARY | 33.52 | -86.79
35211 | STANDARD | BIRMINGHAM | AL | PRIMARY | 33.52 | -86.79
35212 | STANDARD | BIRMINGHAM | AL | PRIMARY | 33.52 | -86.79
35213 | STANDARD | BIRMINGHAM | AL | PRIMARY | 33.52 | -86.79
35214 | STANDARD | BIRMINGHAM | AL | PRIMARY | 33.52 | -86.79
35215 | STANDARD | BIRMINGHAM | AL | PRIMARY | 33.52 | -86.79
35216 | STANDARD | BIRMINGHAM | AL | PRIMARY | 33.52 | -86.79
35217 | STANDARD | BIRMINGHAM | AL | PRIMARY | 33.52 | -86.79
35218 | STANDARD | BIRMINGHAM | AL | PRIMARY | 33.52 | -86.79
35219 | PO BOX | BIRMINGHAM | AL | PRIMARY | 33.52 | -86.79
35220 | PO BOX | BIRMINGHAM | AL | PRIMARY | 33.52 | -86.79
35221 | STANDARD | BIRMINGHAM | AL | PRIMARY | 33.52 | -86.79
35222 | STANDARD | BIRMINGHAM | AL | PRIMARY | 33.52 | -86.79
35223 | STANDARD | BIRMINGHAM | AL | PRIMARY | 33.52 | -86.79
35224 | STANDARD | BIRMINGHAM | AL | PRIMARY | 33.52 | -86.79
35226 | STANDARD | BIRMINGHAM | AL | PRIMARY | 33.52 | -86.79
35228 | STANDARD | BIRMINGHAM | AL | PRIMARY | 33.52 | -86.79
35229 | UNIQUE | BIRMINGHAM | AL | PRIMARY | 33.52 | -86.79
35231 | PO BOX | BIRMINGHAM | AL | PRIMARY | 33.52 | -86.79
35232 | PO BOX | BIRMINGHAM | AL | PRIMARY | 33.52 | -86.79
35233 | STANDARD | BIRMINGHAM | AL | PRIMARY | 33.52 | -86.79
35234 | STANDARD | BIRMINGHAM | AL | PRIMARY | 33.52 | -86.79
35235 | STANDARD | BIRMINGHAM | AL | PRIMARY | 33.52 | -86.79
35236 | PO BOX | BIRMINGHAM | AL | PRIMARY | 33.52 | -86.79
35237 | PO BOX | BIRMINGHAM | AL | PRIMARY | 33.52 | -86.79
35238 | PO BOX | BIRMINGHAM | AL | PRIMARY | 33.52 | -86.79
35242 | STANDARD | BIRMINGHAM | AL | PRIMARY | 33.52 | -86.79
35243 | STANDARD | BIRMINGHAM | AL | PRIMARY | 33.52 | -86.79
35244 | STANDARD | BIRMINGHAM | AL | PRIMARY | 33.52 | -86.79
35246 | UNIQUE | BIRMINGHAM | AL | PRIMARY | 33.52 | -86.79
35249 | UNIQUE | BIRMINGHAM | AL | PRIMARY | 33.52 | -86.79
35253 | PO BOX | BIRMINGHAM | AL | PRIMARY | 33.52 | -86.79
35254 | UNIQUE | BIRMINGHAM | AL | PRIMARY | 33.52 | -86.79
35255 | PO BOX | BIRMINGHAM | AL | PRIMARY | 33.52 | -86.79
35259 | PO BOX | BIRMINGHAM | AL | PRIMARY | 33.52 | -86.79
35260 | PO BOX | BIRMINGHAM | AL | PRIMARY | 33.52 | -86.79
35261 | PO BOX | BIRMINGHAM | AL | PRIMARY | 33.52 | -86.79
35266 | PO BOX | BIRMINGHAM | AL | PRIMARY | 33.52 | -86.79
35282 | UNIQUE | BIRMINGHAM | AL | PRIMARY | 33.52 | -86.79
35283 | PO BOX | BIRMINGHAM | AL | PRIMARY | 33.52 | -86.79
35285 | UNIQUE | BIRMINGHAM | AL | PRIMARY | 33.52 | -86.79
35287 | UNIQUE | BIRMINGHAM | AL | PRIMARY | 33.52 | -86.79
35288 | UNIQUE | BIRMINGHAM | AL | PRIMARY | 33.52 | -86.79
35290 | UNIQUE | BIRMINGHAM | AL | PRIMARY | 33.52 | -86.79
35291 | UNIQUE | BIRMINGHAM | AL | PRIMARY | 33.52 | -86.79
35292 | UNIQUE | BIRMINGHAM | AL | PRIMARY | 33.52 | -86.79
35293 | UNIQUE | BIRMINGHAM | AL | PRIMARY | 33.52 | -86.79
35294 | UNIQUE | BIRMINGHAM | AL | PRIMARY | 33.52 | -86.79
35295 | UNIQUE | BIRMINGHAM | AL | PRIMARY | 33.52 | -86.79
35296 | UNIQUE | BIRMINGHAM | AL | PRIMARY | 33.52 | -86.79
35297 | UNIQUE | BIRMINGHAM | AL | PRIMARY | 33.52 | -86.79
35298 | UNIQUE | BIRMINGHAM | AL | PRIMARY | 33.52 | -86.79
36314 | STANDARD | BLACK | AL | PRIMARY | 31 | -85.74
35031 | STANDARD | BLOUNTSVILLE | AL | PRIMARY | 34.08 | -86.58
35956 | STANDARD | BOAZ | AL | PRIMARY | 34.2 | -86.15
35957 | STANDARD | BOAZ | AL | PRIMARY | 34.2 | -86.15
35443 | STANDARD | BOLIGEE | AL | PRIMARY | 32.75 | -88.02
35032 | PO BOX | BON AIR | AL | PRIMARY | 33.26 | -86.33
36511 | STANDARD | BON SECOUR | AL | PRIMARY | 30.31 | -87.72
36008 | PO BOX | BOOTH | AL | PRIMARY | 32.47 | -86.53
36723 | PO BOX | BOYKIN | AL | PRIMARY | 32.07 | -87.28
36009 | STANDARD | BRANTLEY | AL | PRIMARY | 31.58 | -86.25
35033 | STANDARD | BREMEN | AL | PRIMARY | 33.95 | -87
35034 | STANDARD | BRENT | AL | PRIMARY | 32.94 | -87.17
36426 | STANDARD | BREWTON | AL | PRIMARY | 31.11 | -87.07
36427 | PO BOX | BREWTON | AL | PRIMARY | 31.11 | -87.07
35740 | STANDARD | BRIDGEPORT | AL | PRIMARY | 34.94 | -85.71
35035 | STANDARD | BRIERFIELD | AL | PRIMARY | 33.06 | -86.98
35548 | STANDARD | BRILLIANT | AL | PRIMARY | 34.01 | -87.77
36429 | PO BOX | BROOKLYN | AL | PRIMARY | 31.26 | -86.77
35036 | PO BOX | BROOKSIDE | AL | PRIMARY | 33.63 | -86.91
35444 | STANDARD | BROOKWOOD | AL | PRIMARY | 33.24 | -87.32
35741 | STANDARD | BROWNSBORO | AL | PRIMARY | 34.7 | -86.46
36010 | STANDARD | BRUNDIDGE | AL | PRIMARY | 31.71 | -85.81
35958 | STANDARD | BRYANT | AL | PRIMARY | 34.95 | -85.64
36512 | PO BOX | BUCKS | AL | PRIMARY | 31.01 | -88.02
35446 | STANDARD | BUHL | AL | PRIMARY | 33.25 | -87.73
36253 | PO BOX | BYNUM | AL | PRIMARY | 33.6 | -85.95
35040 | STANDARD | CALERA | AL | PRIMARY | 33.1 | -86.75
36513 | PO BOX | CALVERT | AL | PRIMARY | 31.15 | -88.01
36726 | STANDARD | CAMDEN | AL | PRIMARY | 31.99 | -87.29
36727 | STANDARD | CAMPBELL | AL | PRIMARY | 31.95 | -88.02
36850 | STANDARD | CAMP HILL | AL | PRIMARY | 32.8 | -85.65
35742 | PO BOX | CAPSHAW | AL | PRIMARY | 34.77 | -87.01
35549 | STANDARD | CARBON HILL | AL | PRIMARY | 33.89 | -87.52
35041 | PO BOX | CARDIFF | AL | PRIMARY | 33.64 | -86.92
35447 | STANDARD | CARROLLTON | AL | PRIMARY | 33.26 | -88.09
36432 | STANDARD | CASTLEBERRY | AL | PRIMARY | 31.29 | -87.02
36728 | STANDARD | CATHERINE | AL | PRIMARY | 32.18 | -87.46
35959 | STANDARD | CEDAR BLUFF | AL | PRIMARY | 34.22 | -85.59
35960 | STANDARD | CENTRE | AL | PRIMARY | 34.15 | -85.67
35042 | STANDARD | CENTREVILLE | AL | PRIMARY | 32.95 | -87.13
36316 | STANDARD | CHANCELLOR | AL | PRIMARY | 31.18 | -85.87
36015 | PO BOX | CHAPMAN | AL | PRIMARY | 31.66 | -86.72
36518 | STANDARD | CHATOM | AL | PRIMARY | 31.46 | -88.25
35043 | STANDARD | CHELSEA | AL | PRIMARY | 33.32 | -86.63
35616 | STANDARD | CHEROKEE | AL | PRIMARY | 34.75 | -87.96
35044 | STANDARD | CHILDERSBURG | AL | PRIMARY | 33.27 | -86.35
36254 | PO BOX | CHOCCOLOCCO | AL | PRIMARY | 33.67 | -85.83
36521 | STANDARD | CHUNCHULA | AL | PRIMARY | 30.92 | -88.2
36522 | STANDARD | CITRONELLE | AL | PRIMARY | 31.09 | -88.24
35045 | STANDARD | CLANTON | AL | PRIMARY | 32.84 | -86.62
35046 | STANDARD | CLANTON | AL | PRIMARY | 32.84 | -86.62
35048 | PO BOX | CLAY | AL | PRIMARY | 33.7 | -86.58
36016 | STANDARD | CLAYTON | AL | PRIMARY | 31.88 | -85.45
35049 | STANDARD | CLEVELAND | AL | PRIMARY | 33.99 | -86.57
35448 | PO BOX | CLINTON | AL | PRIMARY | 32.93 | -87.98
36017 | STANDARD | CLIO | AL | PRIMARY | 31.7 | -85.61
36317 | STANDARD | CLOPTON | AL | PRIMARY | 31.6 | -85.43
35617 | PO BOX | CLOVERDALE | AL | PRIMARY | 34.95 | -87.78
35449 | PO BOX | COALING | AL | PRIMARY | 33.15 | -87.36
36523 | STANDARD | CODEN | AL | PRIMARY | 30.4 | -88.16
36318 | STANDARD | COFFEE SPRINGS | AL | PRIMARY | 31.16 | -85.9
36524 | STANDARD | COFFEEVILLE | AL | PRIMARY | 31.76 | -88.08
35452 | STANDARD | COKER | AL | PRIMARY | 33.28 | -87.67
35961 | STANDARD | COLLINSVILLE | AL | PRIMARY | 34.26 | -85.86
36319 | STANDARD | COLUMBIA | AL | PRIMARY | 31.29 | -85.11
35051 | STANDARD | COLUMBIANA | AL | PRIMARY | 33.17 | -86.6
35052 | PO BOX | COOK SPRINGS | AL | PRIMARY | 33.59 | -86.36
36020 | STANDARD | COOSADA | AL | PRIMARY | 32.49 | -86.33
35550 | STANDARD | CORDOVA | AL | PRIMARY | 33.76 | -87.19
35453 | STANDARD | COTTONDALE | AL | PRIMARY | 33.16 | -87.36
36851 | PO BOX | COTTONTON | AL | PRIMARY | 32.13 | -85.14
36859 | PO BOX | HOLY TRINITY | AL | PRIMARY | 32.16 | -85.12
36320 | STANDARD | COTTONWOOD | AL | PRIMARY | 31.05 | -85.3
35618 | STANDARD | COURTLAND | AL | PRIMARY | 34.66 | -87.31
36321 | STANDARD | COWARTS | AL | PRIMARY | 31.19 | -85.3
36435 | STANDARD | COY | AL | PRIMARY | 31.89 | -87.46
36255 | STANDARD | CRAGFORD | AL | PRIMARY | 33.21 | -85.69
35053 | STANDARD | CRANE HILL | AL | PRIMARY | 34.07 | -87.05
36525 | STANDARD | CREOLA | AL | PRIMARY | 30.89 | -88
35054 | STANDARD | CROPWELL | AL | PRIMARY | 33.45 | -86.34
35962 | STANDARD | CROSSVILLE | AL | PRIMARY | 34.28 | -85.99
35055 | STANDARD | CULLMAN | AL | PRIMARY | 34.17 | -86.83
35056 | PO BOX | CULLMAN | AL | PRIMARY | 34.17 | -86.83
35057 | STANDARD | CULLMAN | AL | PRIMARY | 34.17 | -86.83
35058 | STANDARD | CULLMAN | AL | PRIMARY | 34.17 | -86.83
36852 | STANDARD | CUSSETA | AL | PRIMARY | 32.75 | -85.23
36853 | STANDARD | DADEVILLE | AL | PRIMARY | 32.83 | -85.76
36322 | STANDARD | DALEVILLE | AL | PRIMARY | 31.3 | -85.71
36362 | STANDARD | FORT RUCKER | AL | PRIMARY | 31.34 | -85.71
35619 | STANDARD | DANVILLE | AL | PRIMARY | 34.39 | -87.12
36526 | STANDARD | DAPHNE | AL | PRIMARY | 30.62 | -87.89
36527 | STANDARD | SPANISH FORT | AL | PRIMARY | 30.67 | -87.88
36577 | PO BOX | SPANISH FORT | AL | PRIMARY | 30.67 | -87.88
36528 | STANDARD | DAUPHIN ISLAND | AL | PRIMARY | 30.25 | -88.11
36256 | STANDARD | DAVISTON | AL | PRIMARY | 33.05 | -85.63
35963 | STANDARD | DAWSON | AL | PRIMARY | 34.35 | -85.92
36257 | PO BOX | DE ARMANVILLE | AL | PRIMARY | 33.67 | -85.83
36022 | STANDARD | DEATSVILLE | AL | PRIMARY | 32.62 | -86.4
35601 | STANDARD | DECATUR | AL | PRIMARY | 34.57 | -86.98
35602 | PO BOX | DECATUR | AL | PRIMARY | 34.57 | -86.98
35603 | STANDARD | DECATUR | AL | PRIMARY | 34.57 | -86.98
35609 | PO BOX | DECATUR | AL | PRIMARY | 34.57 | -86.98
35699 | UNIQUE | DECATUR | AL | PRIMARY | 34.57 | -86.98
36529 | STANDARD | DEER PARK | AL | PRIMARY | 31.21 | -88.31
35551 | PO BOX | DELMAR | AL | PRIMARY | 34.17 | -87.61
36258 | STANDARD | DELTA | AL | PRIMARY | 33.45 | -85.68
36732 | STANDARD | DEMOPOLIS | AL | PRIMARY | 32.5 | -87.83
35552 | STANDARD | DETROIT | AL | PRIMARY | 34.02 | -88.16
36736 | STANDARD | DIXONS MILLS | AL | PRIMARY | 32.05 | -87.72
35060 | PO BOX | DOCENA | AL | PRIMARY | 33.56 | -86.89
35061 | STANDARD | DOLOMITE | AL | PRIMARY | 33.47 | -86.94
35038 | PO BOX | BURNWELL | AL | PRIMARY | 33.6 | -87.14
35062 | STANDARD | DORA | AL | PRIMARY | 33.73 | -87.08
36301 | STANDARD | DOTHAN | AL | PRIMARY | 31.23 | -85.4
36302 | PO BOX | DOTHAN | AL | PRIMARY | 31.23 | -85.4
36303 | STANDARD | DOTHAN | AL | PRIMARY | 31.23 | -85.4
36304 | PO BOX | DOTHAN | AL | PRIMARY | 31.23 | -85.4
36305 | STANDARD | DOTHAN | AL | PRIMARY | 31.23 | -85.4
35553 | STANDARD | DOUBLE SPRINGS | AL | PRIMARY | 34.14 | -87.4
35964 | PO BOX | DOUGLAS | AL | PRIMARY | 34.17 | -86.32
36028 | STANDARD | DOZIER | AL | PRIMARY | 31.5 | -86.37
35456 | STANDARD | DUNCANVILLE | AL | PRIMARY | 33.06 | -87.42
35744 | STANDARD | DUTTON | AL | PRIMARY | 34.6 | -85.91
36260 | STANDARD | EASTABOGA | AL | PRIMARY | 33.6 | -85.97
35457 | STANDARD | ECHOLA | AL | PRIMARY | 33.32 | -87.81
36024 | STANDARD | ECLECTIC | AL | PRIMARY | 32.63 | -86.03
36261 | PO BOX | EDWARDSVILLE | AL | PRIMARY | 33.7 | -85.5
36323 | STANDARD | ELBA | AL | PRIMARY | 31.41 | -86.07
36530 | STANDARD | ELBERTA | AL | PRIMARY | 30.41 | -87.6
35554 | STANDARD | ELDRIDGE | AL | PRIMARY | 33.92 | -87.61
35620 | STANDARD | ELKMONT | AL | PRIMARY | 34.92 | -86.97
36025 | STANDARD | ELMORE | AL | PRIMARY | 32.53 | -86.31
35458 | STANDARD | ELROD | AL | PRIMARY | 33.36 | -87.8
35459 | STANDARD | EMELLE | AL | PRIMARY | 32.72 | -88.31
35063 | STANDARD | EMPIRE | AL | PRIMARY | 33.84 | -87.01
36330 | STANDARD | ENTERPRISE | AL | PRIMARY | 31.32 | -85.84
36331 | PO BOX | ENTERPRISE | AL | PRIMARY | 31.32 | -85.84
35460 | STANDARD | EPES | AL | PRIMARY | 32.69 | -88.12
36026 | STANDARD | EQUALITY | AL | PRIMARY | 32.8 | -86.11
35745 | STANDARD | ESTILLFORK | AL | PRIMARY | 34.91 | -86.2
35461 | STANDARD | ETHELSVILLE | AL | PRIMARY | 33.41 | -88.21
36027 | STANDARD | EUFAULA | AL | PRIMARY | 31.9 | -85.15
36072 | PO BOX | EUFAULA | AL | PRIMARY | 31.9 | -85.15
35462 | STANDARD | EUTAW | AL | PRIMARY | 32.84 | -87.89
35621 | STANDARD | EVA | AL | PRIMARY | 34.33 | -86.75
36401 | STANDARD | EVERGREEN | AL | PRIMARY | 31.43 | -86.95
36439 | PO BOX | EXCEL | AL | PRIMARY | 31.42 | -87.34
35064 | STANDARD | FAIRFIELD | AL | PRIMARY | 33.47 | -86.91
36532 | STANDARD | FAIRHOPE | AL | PRIMARY | 30.51 | -87.88
36533 | PO BOX | FAIRHOPE | AL | PRIMARY | 30.51 | -87.88
35622 | STANDARD | FALKVILLE | AL | PRIMARY | 34.37 | -86.9
36738 | STANDARD | FAUNSDALE | AL | PRIMARY | 32.45 | -87.59
35555 | STANDARD | FAYETTE | AL | PRIMARY | 33.69 | -87.83
36029 | STANDARD | FITZPATRICK | AL | PRIMARY | 32.17 | -85.9
36855 | STANDARD | FIVE POINTS | AL | PRIMARY | 33.01 | -85.35
35966 | STANDARD | FLAT ROCK | AL | PRIMARY | 34.8 | -85.73
36441 | STANDARD | FLOMATON | AL | PRIMARY | 31.01 | -87.25
36442 | STANDARD | FLORALA | AL | PRIMARY | 31.02 | -86.3
35630 | STANDARD | FLORENCE | AL | PRIMARY | 34.82 | -87.66
35631 | PO BOX | FLORENCE | AL | PRIMARY | 34.82 | -87.66
35632 | UNIQUE | FLORENCE | AL | PRIMARY | 34.82 | -87.66
35633 | STANDARD | FLORENCE | AL | PRIMARY | 34.82 | -87.66
35634 | STANDARD | FLORENCE | AL | PRIMARY | 34.82 | -87.66
36535 | STANDARD | FOLEY | AL | PRIMARY | 30.4 | -87.68
36536 | PO BOX | FOLEY | AL | PRIMARY | 30.4 | -87.68
36030 | STANDARD | FOREST HOME | AL | PRIMARY | 31.86 | -86.84
36740 | STANDARD | FORKLAND | AL | PRIMARY | 32.64 | -87.86
36031 | PO BOX | FORT DAVIS | AL | PRIMARY | 32.29 | -85.73
36032 | STANDARD | FORT DEPOSIT | AL | PRIMARY | 31.98 | -86.57
36856 | STANDARD | FORT MITCHELL | AL | PRIMARY | 32.38 | -85.1
35967 | STANDARD | FORT PAYNE | AL | PRIMARY | 34.45 | -85.69
35968 | STANDARD | FORT PAYNE | AL | PRIMARY | 34.45 | -85.69
35463 | STANDARD | FOSTERS | AL | PRIMARY | 33.12 | -87.72
36444 | STANDARD | FRANKLIN | AL | PRIMARY | 31.71 | -87.41
36538 | STANDARD | FRANKVILLE | AL | PRIMARY | 31.64 | -88.14
36445 | STANDARD | FRISCO CITY | AL | PRIMARY | 31.43 | -87.4
36539 | STANDARD | FRUITDALE | AL | PRIMARY | 31.34 | -88.41
36262 | STANDARD | FRUITHURST | AL | PRIMARY | 33.73 | -85.43
36436 | STANDARD | DICKINSON | AL | PRIMARY | 31.76 | -87.71
36446 | PO BOX | FULTON | AL | PRIMARY | 31.78 | -87.72
35068 | STANDARD | FULTONDALE | AL | PRIMARY | 33.61 | -86.8
36741 | PO BOX | FURMAN | AL | PRIMARY | 32 | -86.96
35971 | STANDARD | FYFFE | AL | PRIMARY | 34.45 | -85.9
35901 | STANDARD | GADSDEN | AL | PRIMARY | 34.01 | -86.01
35902 | PO BOX | GADSDEN | AL | PRIMARY | 34.01 | -86.01
35903 | STANDARD | GADSDEN | AL | PRIMARY | 34.01 | -86.01
35904 | STANDARD | GADSDEN | AL | PRIMARY | 34.01 | -86.01
35905 | STANDARD | GADSDEN | AL | PRIMARY | 34.01 | -86.01
35906 | STANDARD | RAINBOW CITY | AL | PRIMARY | 33.92 | -86.08
35907 | STANDARD | GADSDEN | AL | PRIMARY | 34.01 | -86.01
36540 | STANDARD | GAINESTOWN | AL | PRIMARY | 31.44 | -87.69
35464 | STANDARD | GAINESVILLE | AL | PRIMARY | 32.81 | -88.15
35972 | STANDARD | GALLANT | AL | PRIMARY | 33.99 | -86.22
36742 | STANDARD | GALLION | AL | PRIMARY | 32.54 | -87.7
36038 | PO BOX | GANTT | AL | PRIMARY | 31.4 | -86.48
35070 | PO BOX | GARDEN CITY | AL | PRIMARY | 34.01 | -86.75
35071 | STANDARD | GARDENDALE | AL | PRIMARY | 33.66 | -86.8
35973 | STANDARD | GAYLESVILLE | AL | PRIMARY | 34.26 | -85.55
36340 | STANDARD | GENEVA | AL | PRIMARY | 31.03 | -85.87
36033 | STANDARD | GEORGIANA | AL | PRIMARY | 31.63 | -86.74
35974 | STANDARD | GERALDINE | AL | PRIMARY | 34.36 | -86
35559 | PO BOX | GLEN ALLEN | AL | PRIMARY | 33.88 | -87.74
36034 | STANDARD | GLENWOOD | AL | PRIMARY | 31.66 | -86.17
35560 | PO BOX | GOODSPRINGS | AL | PRIMARY | 33.67 | -87.23
35072 | STANDARD | GOODWATER | AL | PRIMARY | 33.06 | -86.05
35466 | STANDARD | GORDO | AL | PRIMARY | 33.32 | -87.9
36343 | STANDARD | GORDON | AL | PRIMARY | 31.14 | -85.09
36035 | STANDARD | GOSHEN | AL | PRIMARY | 31.71 | -86.12
36036 | STANDARD | GRADY | AL | PRIMARY | 32.01 | -86.11
36263 | STANDARD | GRAHAM | AL | PRIMARY | 33.46 | -85.33
36541 | STANDARD | GRAND BAY | AL | PRIMARY | 30.47 | -88.34
35747 | STANDARD | GRANT | AL | PRIMARY | 34.51 | -86.25
35073 | STANDARD | GRAYSVILLE | AL | PRIMARY | 33.62 | -86.96
35074 | PO BOX | GREEN POND | AL | PRIMARY | 33.21 | -87.14
36744 | STANDARD | GREENSBORO | AL | PRIMARY | 32.7 | -87.59
36037 | STANDARD | GREENVILLE | AL | PRIMARY | 31.82 | -86.62
36451 | STANDARD | GROVE HILL | AL | PRIMARY | 31.7 | -87.77
35975 | STANDARD | GROVEOAK | AL | PRIMARY | 34.43 | -86.04
35563 | STANDARD | GUIN | AL | PRIMARY | 33.96 | -87.91
36542 | STANDARD | GULF SHORES | AL | PRIMARY | 30.27 | -87.7
36547 | PO BOX | GULF SHORES | AL | PRIMARY | 30.27 | -87.7
35976 | STANDARD | GUNTERSVILLE | AL | PRIMARY | 34.35 | -86.27
35748 | STANDARD | GURLEY | AL | PRIMARY | 34.7 | -86.37
35564 | STANDARD | HACKLEBURG | AL | PRIMARY | 34.27 | -87.83
35565 | STANDARD | HALEYVILLE | AL | PRIMARY | 34.23 | -87.61
35570 | STANDARD | HAMILTON | AL | PRIMARY | 34.14 | -87.98
35077 | STANDARD | HANCEVILLE | AL | PRIMARY | 34.06 | -86.76
36039 | STANDARD | HARDAWAY | AL | PRIMARY | 32.3 | -85.87
35078 | STANDARD | HARPERSVILLE | AL | PRIMARY | 33.34 | -86.43
36344 | STANDARD | HARTFORD | AL | PRIMARY | 31.1 | -85.69
35640 | STANDARD | HARTSELLE | AL | PRIMARY | 34.43 | -86.93
35749 | STANDARD | HARVEST | AL | PRIMARY | 34.85 | -86.74
36858 | STANDARD | HATCHECHUBBEE | AL | PRIMARY | 32.28 | -85.3
35079 | STANDARD | HAYDEN | AL | PRIMARY | 33.89 | -86.75
36040 | STANDARD | HAYNEVILLE | AL | PRIMARY | 32.18 | -86.57
35750 | STANDARD | HAZEL GREEN | AL | PRIMARY | 34.92 | -86.56
36345 | STANDARD | HEADLAND | AL | PRIMARY | 31.35 | -85.34
36264 | STANDARD | HEFLIN | AL | PRIMARY | 33.64 | -85.58
35080 | STANDARD | HELENA | AL | PRIMARY | 33.28 | -86.85
35978 | STANDARD | HENAGAR | AL | PRIMARY | 34.63 | -85.73
35979 | STANDARD | HIGDON | AL | PRIMARY | 34.88 | -85.63
36041 | STANDARD | HIGHLAND HOME | AL | PRIMARY | 31.95 | -86.31
35643 | STANDARD | HILLSBORO | AL | PRIMARY | 34.63 | -87.18
35571 | STANDARD | HODGES | AL | PRIMARY | 34.32 | -87.92
35082 | PO BOX | HOLLINS | AL | PRIMARY | 33.18 | -86.09
35083 | STANDARD | HOLLY POND | AL | PRIMARY | 34.17 | -86.61
35751 | STANDARD | HOLLYTREE | AL | PRIMARY | 34.79 | -86.25
35752 | STANDARD | HOLLYWOOD | AL | PRIMARY | 34.71 | -85.96
36042 | STANDARD | HONORAVILLE | AL | PRIMARY | 31.85 | -86.4
36043 | STANDARD | HOPE HULL | AL | PRIMARY | 32.21 | -86.4
35980 | STANDARD | HORTON | AL | PRIMARY | 34.18 | -86.32
35572 | STANDARD | HOUSTON | AL | PRIMARY | 34.12 | -87.25
35801 | STANDARD | HUNTSVILLE | AL | PRIMARY | 34.7 | -86.62
35802 | STANDARD | HUNTSVILLE | AL | PRIMARY | 34.7 | -86.62
35803 | STANDARD | HUNTSVILLE | AL | PRIMARY | 34.7 | -86.62
35804 | PO BOX | HUNTSVILLE | AL | PRIMARY | 34.7 | -86.62
35805 | STANDARD | HUNTSVILLE | AL | PRIMARY | 34.7 | -86.62
35806 | STANDARD | HUNTSVILLE | AL | PRIMARY | 34.7 | -86.62
35807 | PO BOX | HUNTSVILLE | AL | PRIMARY | 34.7 | -86.62
35808 | STANDARD | HUNTSVILLE | AL | PRIMARY | 34.7 | -86.62
35809 | PO BOX | HUNTSVILLE | AL | PRIMARY | 34.7 | -86.62
35810 | STANDARD | HUNTSVILLE | AL | PRIMARY | 34.7 | -86.62
35811 | STANDARD | HUNTSVILLE | AL | PRIMARY | 34.7 | -86.62
35812 | PO BOX | HUNTSVILLE | AL | PRIMARY | 34.7 | -86.62
35813 | STANDARD | HUNTSVILLE | AL | PRIMARY | 34.7 | -86.62
35814 | PO BOX | HUNTSVILLE | AL | PRIMARY | 34.7 | -86.62
35815 | PO BOX | HUNTSVILLE | AL | PRIMARY | 34.7 | -86.62
35816 | STANDARD | HUNTSVILLE | AL | PRIMARY | 34.7 | -86.62
35824 | STANDARD | HUNTSVILLE | AL | PRIMARY | 34.7 | -86.62
35893 | UNIQUE | HUNTSVILLE | AL | PRIMARY | 34.7 | -86.62
35894 | UNIQUE | HUNTSVILLE | AL | PRIMARY | 34.7 | -86.62
35895 | UNIQUE | HUNTSVILLE | AL | PRIMARY | 34.7 | -86.62
35896 | UNIQUE | HUNTSVILLE | AL | PRIMARY | 34.7 | -86.62
35897 | UNIQUE | HUNTSVILLE | AL | PRIMARY | 34.7 | -86.62
35898 | UNIQUE | HUNTSVILLE | AL | PRIMARY | 34.7 | -86.62
35899 | UNIQUE | HUNTSVILLE | AL | PRIMARY | 34.7 | -86.62
36860 | STANDARD | HURTSBORO | AL | PRIMARY | 32.23 | -85.41
36543 | PO BOX | HUXFORD | AL | PRIMARY | 31.21 | -87.46
35981 | STANDARD | IDER | AL | PRIMARY | 34.7 | -85.66
36544 | STANDARD | IRVINGTON | AL | PRIMARY | 30.5 | -88.23
36346 | STANDARD | JACK | AL | PRIMARY | 31.57 | -85.99
36515 | STANDARD | CARLTON | AL | PRIMARY | 31.34 | -87.84
36545 | STANDARD | JACKSON | AL | PRIMARY | 31.53 | -87.89
36861 | STANDARD | JACKSONS GAP | AL | PRIMARY | 32.9 | -85.83
36265 | STANDARD | JACKSONVILLE | AL | PRIMARY | 33.81 | -85.76
35501 | STANDARD | JASPER | AL | PRIMARY | 33.85 | -87.27
35502 | PO BOX | JASPER | AL | PRIMARY | 33.85 | -87.27
35503 | STANDARD | JASPER | AL | PRIMARY | 33.85 | -87.27
35504 | STANDARD | JASPER | AL | PRIMARY | 33.85 | -87.27
36745 | PO BOX | JEFFERSON | AL | PRIMARY | 32.38 | -87.89
35085 | STANDARD | JEMISON | AL | PRIMARY | 32.96 | -86.74
36749 | STANDARD | JONES | AL | PRIMARY | 32.6 | -86.88
35087 | STANDARD | JOPPA | AL | PRIMARY | 34.27 | -86.54
35573 | PO BOX | KANSAS | AL | PRIMARY | 33.9 | -87.55
35468 | PO BOX | KELLERMAN | AL | PRIMARY | 33.31 | -87.32
35089 | STANDARD | KELLYTON | AL | PRIMARY | 32.97 | -86.09
35574 | STANDARD | KENNEDY | AL | PRIMARY | 33.58 | -87.98
35645 | STANDARD | KILLEN | AL | PRIMARY | 34.86 | -87.52
35091 | STANDARD | KIMBERLY | AL | PRIMARY | 33.76 | -86.8
36453 | STANDARD | KINSTON | AL | PRIMARY | 31.21 | -86.16
35754 | STANDARD | LACEYS SPRING | AL | PRIMARY | 34.48 | -86.62
36862 | STANDARD | LAFAYETTE | AL | PRIMARY | 32.89 | -85.4
36863 | STANDARD | LANETT | AL | PRIMARY | 32.86 | -85.2
35755 | STANDARD | LANGSTON | AL | PRIMARY | 34.53 | -86.09
36046 | STANDARD | LAPINE | AL | PRIMARY | 31.98 | -86.27
36793 | STANDARD | LAWLEY | AL | PRIMARY | 32.86 | -86.96
35094 | STANDARD | LEEDS | AL | PRIMARY | 33.54 | -86.56
35983 | STANDARD | LEESBURG | AL | PRIMARY | 34.17 | -85.76
35646 | STANDARD | LEIGHTON | AL | PRIMARY | 34.69 | -87.53
36548 | STANDARD | LEROY | AL | PRIMARY | 31.5 | -87.98
35647 | STANDARD | LESTER | AL | PRIMARY | 34.98 | -87.14
36047 | STANDARD | LETOHATCHEE | AL | PRIMARY | 32.08 | -86.51
35648 | STANDARD | LEXINGTON | AL | PRIMARY | 34.96 | -87.37
36549 | STANDARD | LILLIAN | AL | PRIMARY | 30.41 | -87.43
35096 | STANDARD | LINCOLN | AL | PRIMARY | 33.59 | -86.13
36748 | STANDARD | LINDEN | AL | PRIMARY | 32.3 | -87.79
36266 | STANDARD | LINEVILLE | AL | PRIMARY | 33.31 | -85.75
36550 | STANDARD | LITTLE RIVER | AL | PRIMARY | 31.25 | -87.7
35470 | STANDARD | LIVINGSTON | AL | PRIMARY | 32.59 | -88.18
36865 | PO BOX | LOACHAPOKA | AL | PRIMARY | 32.6 | -85.59
36455 | PO BOX | LOCKHART | AL | PRIMARY | 31.01 | -86.35
35097 | STANDARD | LOCUST FORK | AL | PRIMARY | 33.9 | -86.62
35098 | STANDARD | LOGAN | AL | PRIMARY | 34.18 | -87.04
36048 | STANDARD | LOUISVILLE | AL | PRIMARY | 31.78 | -85.55
36751 | STANDARD | LOWER PEACH TREE | AL | PRIMARY | 31.84 | -87.54
36752 | STANDARD | LOWNDESBORO | AL | PRIMARY | 32.27 | -86.61
36551 | STANDARD | LOXLEY | AL | PRIMARY | 30.62 | -87.75
36049 | STANDARD | LUVERNE | AL | PRIMARY | 31.7 | -86.26
36062 | PO BOX | PETREY | AL | PRIMARY | 31.84 | -86.2
35575 | STANDARD | LYNN | AL | PRIMARY | 34.04 | -87.54
35111 | STANDARD | MC CALLA | AL | PRIMARY | 33.28 | -87.12
36553 | STANDARD | MC INTOSH | AL | PRIMARY | 31.26 | -88.02
36456 | STANDARD | MC KENZIE | AL | PRIMARY | 31.54 | -86.71
35471 | PO BOX | MC SHAN | AL | PRIMARY | 33.38 | -88.14
36753 | PO BOX | MC WILLIAMS | AL | PRIMARY | 31.84 | -87.08
35756 | STANDARD | MADISON | AL | PRIMARY | 34.7 | -86.74
35757 | STANDARD | MADISON | AL | PRIMARY | 34.7 | -86.74
35758 | STANDARD | MADISON | AL | PRIMARY | 34.7 | -86.74
36754 | STANDARD | MAGNOLIA | AL | PRIMARY | 32.13 | -87.66
36555 | STANDARD | MAGNOLIA SPRINGS | AL | PRIMARY | 30.4 | -87.77
36556 | PO BOX | MALCOLM | AL | PRIMARY | 31.19 | -88.01
36750 | STANDARD | MAPLESVILLE | AL | PRIMARY | 32.78 | -86.87
36051 | STANDARD | MARBURY | AL | PRIMARY | 32.64 | -86.54
35112 | PO BOX | MARGARET | AL | PRIMARY | 33.68 | -86.47
36756 | STANDARD | MARION | AL | PRIMARY | 32.63 | -87.31
36759 | STANDARD | MARION JUNCTION | AL | PRIMARY | 32.44 | -87.28
36013 | STANDARD | CECIL | AL | PRIMARY | 32.3 | -85.99
36052 | STANDARD | MATHEWS | AL | PRIMARY | 32.13 | -86.03
35114 | STANDARD | MAYLENE | AL | PRIMARY | 33.23 | -86.93
36457 | PO BOX | MEGARGEL | AL | PRIMARY | 31.38 | -87.43
35984 | STANDARD | MENTONE | AL | PRIMARY | 34.56 | -85.58
35759 | STANDARD | MERIDIANVILLE | AL | PRIMARY | 34.87 | -86.57
36458 | PO BOX | MEXIA | AL | PRIMARY | 31.5 | -87.39
36350 | STANDARD | MIDLAND CITY | AL | PRIMARY | 31.31 | -85.49
36053 | STANDARD | MIDWAY | AL | PRIMARY | 32.07 | -85.52
36054 | STANDARD | MILLBROOK | AL | PRIMARY | 32.49 | -86.36
36267 | PO BOX | MILLERVILLE | AL | PRIMARY | 33.15 | -85.95
35576 | STANDARD | MILLPORT | AL | PRIMARY | 33.55 | -88.08
36558 | STANDARD | MILLRY | AL | PRIMARY | 31.62 | -88.31
36761 | STANDARD | MINTER | AL | PRIMARY | 32.1 | -86.96
36601 | PO BOX | MOBILE | AL | PRIMARY | 30.68 | -88.04
36602 | STANDARD | MOBILE | AL | PRIMARY | 30.68 | -88.04
36603 | STANDARD | MOBILE | AL | PRIMARY | 30.68 | -88.04
36604 | STANDARD | MOBILE | AL | PRIMARY | 30.68 | -88.04
36605 | STANDARD | MOBILE | AL | PRIMARY | 30.68 | -88.04
36606 | STANDARD | MOBILE | AL | PRIMARY | 30.68 | -88.04
36607 | STANDARD | MOBILE | AL | PRIMARY | 30.68 | -88.04
36608 | STANDARD | MOBILE | AL | PRIMARY | 30.68 | -88.04
36609 | STANDARD | MOBILE | AL | PRIMARY | 30.68 | -88.04
36610 | STANDARD | MOBILE | AL | PRIMARY | 30.68 | -88.04
36611 | STANDARD | MOBILE | AL | PRIMARY | 30.68 | -88.04
36612 | STANDARD | MOBILE | AL | PRIMARY | 30.68 | -88.04
36613 | STANDARD | EIGHT MILE | AL | PRIMARY | 30.76 | -88.12
36615 | STANDARD | MOBILE | AL | PRIMARY | 30.68 | -88.04
36616 | PO BOX | MOBILE | AL | PRIMARY | 30.68 | -88.04
36617 | STANDARD | MOBILE | AL | PRIMARY | 30.68 | -88.04
36618 | STANDARD | MOBILE | AL | PRIMARY | 30.68 | -88.04
36619 | STANDARD | MOBILE | AL | PRIMARY | 30.68 | -88.04
36625 | UNIQUE | MOBILE | AL | PRIMARY | 30.68 | -88.04
36628 | UNIQUE | MOBILE | AL | PRIMARY | 30.68 | -88.04
36630 | UNIQUE | MOBILE | AL | PRIMARY | 30.68 | -88.04
36633 | PO BOX | MOBILE | AL | PRIMARY | 30.68 | -88.04
36640 | PO BOX | MOBILE | AL | PRIMARY | 30.68 | -88.04
36641 | PO BOX | MOBILE | AL | PRIMARY | 30.68 | -88.04
36644 | UNIQUE | MOBILE | AL | PRIMARY | 30.68 | -88.04
36652 | PO BOX | MOBILE | AL | PRIMARY | 30.68 | -88.04
36660 | PO BOX | MOBILE | AL | PRIMARY | 30.68 | -88.04
36663 | PO BOX | MOBILE | AL | PRIMARY | 30.68 | -88.04
36670 | PO BOX | MOBILE | AL | PRIMARY | 30.68 | -88.04
36671 | PO BOX | MOBILE | AL | PRIMARY | 30.68 | -88.04
36675 | UNIQUE | MOBILE | AL | PRIMARY | 30.68 | -88.04
36685 | PO BOX | MOBILE | AL | PRIMARY | 30.68 | -88.04
36688 | UNIQUE | MOBILE | AL | PRIMARY | 30.68 | -88.04
36689 | PO BOX | MOBILE | AL | PRIMARY | 30.68 | -88.04
36691 | PO BOX | MOBILE | AL | PRIMARY | 30.68 | -88.04
36693 | STANDARD | MOBILE | AL | PRIMARY | 30.68 | -88.04
36695 | STANDARD | MOBILE | AL | PRIMARY | 30.68 | -88.04
36460 | STANDARD | MONROEVILLE | AL | PRIMARY | 31.51 | -87.32
36461 | PO BOX | MONROEVILLE | AL | PRIMARY | 31.51 | -87.32
36462 | UNIQUE | MONROEVILLE | AL | PRIMARY | 31.51 | -87.32
35115 | STANDARD | MONTEVALLO | AL | PRIMARY | 33.1 | -86.85
36101 | PO BOX | MONTGOMERY | AL | PRIMARY | 32.35 | -86.28
36102 | PO BOX | MONTGOMERY | AL | PRIMARY | 32.35 | -86.28
36103 | PO BOX | MONTGOMERY | AL | PRIMARY | 32.35 | -86.28
36104 | STANDARD | MONTGOMERY | AL | PRIMARY | 32.35 | -86.28
36105 | STANDARD | MONTGOMERY | AL | PRIMARY | 32.35 | -86.28
36106 | STANDARD | MONTGOMERY | AL | PRIMARY | 32.35 | -86.28
36107 | STANDARD | MONTGOMERY | AL | PRIMARY | 32.35 | -86.28
36108 | STANDARD | MONTGOMERY | AL | PRIMARY | 32.35 | -86.28
36109 | STANDARD | MONTGOMERY | AL | PRIMARY | 32.35 | -86.28
36110 | STANDARD | MONTGOMERY | AL | PRIMARY | 32.35 | -86.28
36111 | STANDARD | MONTGOMERY | AL | PRIMARY | 32.35 | -86.28
36112 | STANDARD | MONTGOMERY | AL | PRIMARY | 32.35 | -86.28
36113 | STANDARD | MONTGOMERY | AL | PRIMARY | 32.35 | -86.28
36114 | STANDARD | MONTGOMERY | AL | PRIMARY | 32.35 | -86.28
36115 | STANDARD | MONTGOMERY | AL | PRIMARY | 32.35 | -86.28
36116 | STANDARD | MONTGOMERY | AL | PRIMARY | 32.35 | -86.28
36117 | STANDARD | MONTGOMERY | AL | PRIMARY | 32.35 | -86.28
36118 | UNIQUE | MONTGOMERY | AL | PRIMARY | 32.35 | -86.28
36119 | STANDARD | MONTGOMERY | AL | PRIMARY | 32.35 | -86.28
36120 | PO BOX | MONTGOMERY | AL | PRIMARY | 32.35 | -86.28
36121 | PO BOX | MONTGOMERY | AL | PRIMARY | 32.35 | -86.28
36123 | PO BOX | MONTGOMERY | AL | PRIMARY | 32.35 | -86.28
36124 | PO BOX | MONTGOMERY | AL | PRIMARY | 32.35 | -86.28
36125 | PO BOX | MONTGOMERY | AL | PRIMARY | 32.35 | -86.28
36130 | UNIQUE | MONTGOMERY | AL | PRIMARY | 32.35 | -86.28
36131 | UNIQUE | MONTGOMERY | AL | PRIMARY | 32.35 | -86.28
36132 | UNIQUE | MONTGOMERY | AL | PRIMARY | 32.35 | -86.28
36133 | UNIQUE | MONTGOMERY | AL | PRIMARY | 32.35 | -86.28
36134 | UNIQUE | MONTGOMERY | AL | PRIMARY | 32.35 | -86.28
36135 | UNIQUE | MONTGOMERY | AL | PRIMARY | 32.35 | -86.28
36140 | UNIQUE | MONTGOMERY | AL | PRIMARY | 32.35 | -86.28
36141 | UNIQUE | MONTGOMERY | AL | PRIMARY | 32.35 | -86.28
36142 | UNIQUE | MONTGOMERY | AL | PRIMARY | 32.35 | -86.28
36177 | UNIQUE | MONTGOMERY | AL | PRIMARY | 32.35 | -86.28
36191 | UNIQUE | MONTGOMERY | AL | PRIMARY | 32.35 | -86.28
36559 | PO BOX | MONTROSE | AL | PRIMARY | 30.56 | -87.9
35004 | STANDARD | MOODY | AL | PRIMARY | 33.59 | -86.49
35649 | PO BOX | MOORESVILLE | AL | PRIMARY | 34.62 | -86.88
35116 | STANDARD | MORRIS | AL | PRIMARY | 33.74 | -86.8
35650 | STANDARD | MOULTON | AL | PRIMARY | 34.48 | -87.28
35474 | STANDARD | MOUNDVILLE | AL | PRIMARY | 32.99 | -87.63
35651 | STANDARD | MOUNT HOPE | AL | PRIMARY | 34.4 | -87.44
36057 | PO BOX | MOUNT MEIGS | AL | PRIMARY | 32.36 | -86.06
35117 | STANDARD | MOUNT OLIVE | AL | PRIMARY | 33.67 | -86.89
36560 | STANDARD | MOUNT VERNON | AL | PRIMARY | 31.09 | -88.01
35118 | STANDARD | MULGA | AL | PRIMARY | 33.54 | -86.97
36268 | STANDARD | MUNFORD | AL | PRIMARY | 33.53 | -85.92
36269 | STANDARD | MUSCADINE | AL | PRIMARY | 33.74 | -85.37
35661 | STANDARD | MUSCLE SHOALS | AL | PRIMARY | 34.74 | -87.64
35662 | PO BOX | MUSCLE SHOALS | AL | PRIMARY | 34.74 | -87.64
36763 | PO BOX | MYRTLEWOOD | AL | PRIMARY | 32.24 | -87.94
36764 | PO BOX | NANAFALIA | AL | PRIMARY | 32.11 | -87.98
35577 | PO BOX | NATURAL BRIDGE | AL | PRIMARY | 34.1 | -87.6
35578 | STANDARD | NAUVOO | AL | PRIMARY | 33.98 | -87.48
36765 | STANDARD | NEWBERN | AL | PRIMARY | 32.59 | -87.53
36351 | STANDARD | NEW BROCKTON | AL | PRIMARY | 31.38 | -85.92
35119 | PO BOX | NEW CASTLE | AL | PRIMARY | 33.68 | -86.77
35760 | STANDARD | NEW HOPE | AL | PRIMARY | 34.53 | -86.41
35761 | STANDARD | NEW MARKET | AL | PRIMARY | 34.9 | -86.42
36352 | STANDARD | NEWTON | AL | PRIMARY | 31.33 | -85.6
36353 | STANDARD | NEWVILLE | AL | PRIMARY | 31.42 | -85.33
35762 | PO BOX | NORMAL | AL | PRIMARY | 34.79 | -86.7
35473 | STANDARD | NORTHPORT | AL | PRIMARY | 33.24 | -87.59
35475 | STANDARD | NORTHPORT | AL | PRIMARY | 33.24 | -87.59
35476 | STANDARD | NORTHPORT | AL | PRIMARY | 33.24 | -87.59
36866 | STANDARD | NOTASULGA | AL | PRIMARY | 32.55 | -85.67
36766 | PO BOX | OAK HILL | AL | PRIMARY | 31.92 | -87.08
35579 | STANDARD | OAKMAN | AL | PRIMARY | 33.71 | -87.38
35120 | STANDARD | ODENVILLE | AL | PRIMARY | 33.68 | -86.39
36271 | STANDARD | OHATCHEE | AL | PRIMARY | 33.78 | -86.01
35121 | STANDARD | ONEONTA | AL | PRIMARY | 33.95 | -86.47
36801 | STANDARD | OPELIKA | AL | PRIMARY | 32.65 | -85.37
36802 | PO BOX | OPELIKA | AL | PRIMARY | 32.65 | -85.37
36803 | PO BOX | OPELIKA | AL | PRIMARY | 32.65 | -85.37
36804 | STANDARD | OPELIKA | AL | PRIMARY | 32.65 | -85.37
36467 | STANDARD | OPP | AL | PRIMARY | 31.29 | -86.25
36561 | STANDARD | ORANGE BEACH | AL | PRIMARY | 30.28 | -87.59
36767 | STANDARD | ORRVILLE | AL | PRIMARY | 32.3 | -87.24
35763 | STANDARD | OWENS CROSS ROADS | AL | PRIMARY | 34.6 | -86.46
36360 | STANDARD | OZARK | AL | PRIMARY | 31.43 | -85.64
36361 | PO BOX | OZARK | AL | PRIMARY | 31.43 | -85.64
35764 | STANDARD | PAINT ROCK | AL | PRIMARY | 34.66 | -86.32
35123 | PO BOX | PALMERDALE | AL | PRIMARY | 33.74 | -86.65
35477 | PO BOX | PANOLA | AL | PRIMARY | 32.96 | -88.29
36370 | STANDARD | PANSEY | AL | PRIMARY | 31.15 | -85.17
35580 | STANDARD | PARRISH | AL | PRIMARY | 33.73 | -87.28
35124 | STANDARD | PELHAM | AL | PRIMARY | 33.3 | -86.79
35125 | STANDARD | PELL CITY | AL | PRIMARY | 33.56 | -86.27
35128 | STANDARD | PELL CITY | AL | PRIMARY | 33.56 | -86.27
36562 | STANDARD | PERDIDO | AL | PRIMARY | 31 | -87.62
36470 | PO BOX | PERDUE HILL | AL | PRIMARY | 31.51 | -87.49
36471 | STANDARD | PETERMAN | AL | PRIMARY | 31.58 | -87.25
35478 | PO BOX | PETERSON | AL | PRIMARY | 33.31 | -87.32
36867 | STANDARD | PHENIX CITY | AL | PRIMARY | 32.46 | -85.01
36868 | PO BOX | PHENIX CITY | AL | PRIMARY | 32.46 | -85.01
36869 | STANDARD | PHENIX CITY | AL | PRIMARY | 32.46 | -85.01
36870 | STANDARD | PHENIX CITY | AL | PRIMARY | 32.46 | -85.01
35581 | STANDARD | PHIL CAMPBELL | AL | PRIMARY | 34.35 | -87.7
36272 | STANDARD | PIEDMONT | AL | PRIMARY | 33.92 | -85.61
36064 | STANDARD | PIKE ROAD | AL | PRIMARY | 32.3 | -86.08
36371 | PO BOX | PINCKARD | AL | PRIMARY | 31.32 | -85.54
36768 | STANDARD | PINE APPLE | AL | PRIMARY | 31.87 | -86.98
36769 | STANDARD | PINE HILL | AL | PRIMARY | 31.98 | -87.58
36065 | PO BOX | PINE LEVEL | AL | PRIMARY | 32.01 | -86.11
35126 | STANDARD | PINSON | AL | PRIMARY | 33.72 | -86.65
35765 | STANDARD | PISGAH | AL | PRIMARY | 34.68 | -85.84
36871 | STANDARD | PITTSVIEW | AL | PRIMARY | 32.16 | -85.12
36758 | STANDARD | PLANTERSVILLE | AL | PRIMARY | 32.61 | -86.98
35127 | STANDARD | PLEASANT GROVE | AL | PRIMARY | 33.48 | -86.97
36564 | PO BOX | POINT CLEAR | AL | PRIMARY | 30.48 | -87.9
36066 | STANDARD | PRATTVILLE | AL | PRIMARY | 32.46 | -86.44
36067 | STANDARD | PRATTVILLE | AL | PRIMARY | 32.46 | -86.44
36068 | PO BOX | PRATTVILLE | AL | PRIMARY | 32.46 | -86.44
35766 | STANDARD | PRINCETON | AL | PRIMARY | 34.83 | -86.22
35130 | STANDARD | QUINTON | AL | PRIMARY | 33.64 | -87.14
35131 | STANDARD | RAGLAND | AL | PRIMARY | 33.74 | -86.13
35986 | STANDARD | RAINSVILLE | AL | PRIMARY | 34.49 | -85.84
35469 | STANDARD | KNOXVILLE | AL | PRIMARY | 32.97 | -87.8
35480 | STANDARD | RALPH | AL | PRIMARY | 33.05 | -87.76
36069 | STANDARD | RAMER | AL | PRIMARY | 32.07 | -86.24
36273 | STANDARD | RANBURNE | AL | PRIMARY | 33.52 | -85.34
36792 | STANDARD | RANDOLPH | AL | PRIMARY | 32.89 | -86.9
35582 | STANDARD | RED BAY | AL | PRIMARY | 34.43 | -88.13
36474 | STANDARD | RED LEVEL | AL | PRIMARY | 31.4 | -86.6
35481 | STANDARD | REFORM | AL | PRIMARY | 33.37 | -88.01
35133 | STANDARD | REMLAP | AL | PRIMARY | 33.84 | -86.62
36454 | STANDARD | LENOX | AL | PRIMARY | 31.33 | -87.18
36473 | STANDARD | RANGE | AL | PRIMARY | 31.31 | -87.23
36475 | STANDARD | REPTON | AL | PRIMARY | 31.4 | -87.23
36476 | PO BOX | RIVER FALLS | AL | PRIMARY | 31.35 | -86.54
35135 | STANDARD | RIVERSIDE | AL | PRIMARY | 33.61 | -86.2
36274 | STANDARD | ROANOKE | AL | PRIMARY | 33.14 | -85.36
36567 | STANDARD | ROBERTSDALE | AL | PRIMARY | 30.55 | -87.7
36574 | STANDARD | SEMINOLE | AL | PRIMARY | 30.51 | -87.47
35136 | STANDARD | ROCKFORD | AL | PRIMARY | 32.88 | -86.21
35652 | STANDARD | ROGERSVILLE | AL | PRIMARY | 34.82 | -87.28
35653 | STANDARD | RUSSELLVILLE | AL | PRIMARY | 34.5 | -87.72
35654 | STANDARD | RUSSELLVILLE | AL | PRIMARY | 34.5 | -87.72
36071 | STANDARD | RUTLEDGE | AL | PRIMARY | 31.72 | -86.3
35767 | PO BOX | RYLAND | AL | PRIMARY | 34.73 | -86.5
36773 | STANDARD | SAFFORD | AL | PRIMARY | 32.29 | -87.35
35137 | PO BOX | SAGINAW | AL | PRIMARY | 33.25 | -86.79
36568 | PO BOX | SAINT ELMO | AL | PRIMARY | 30.49 | -88.24
36569 | STANDARD | SAINT STEPHENS | AL | PRIMARY | 31.53 | -88.05
36874 | STANDARD | SALEM | AL | PRIMARY | 32.61 | -85.17
35482 | PO BOX | SAMANTHA | AL | PRIMARY | 33.45 | -87.66
36477 | STANDARD | SAMSON | AL | PRIMARY | 31.11 | -86.04
36571 | STANDARD | SARALAND | AL | PRIMARY | 30.82 | -88.09
36775 | STANDARD | SARDIS | AL | PRIMARY | 32.27 | -87.02
36572 | STANDARD | SATSUMA | AL | PRIMARY | 30.85 | -88.06
36776 | STANDARD | SAWYERVILLE | AL | PRIMARY | 32.74 | -87.74
35139 | PO BOX | SAYRE | AL | PRIMARY | 33.73 | -86.99
35768 | STANDARD | SCOTTSBORO | AL | PRIMARY | 34.64 | -86.04
35769 | STANDARD | SCOTTSBORO | AL | PRIMARY | 34.64 | -86.04
36875 | STANDARD | SEALE | AL | PRIMARY | 32.3 | -85.18
35771 | STANDARD | SECTION | AL | PRIMARY | 34.58 | -85.98
36701 | STANDARD | SELMA | AL | PRIMARY | 32.41 | -87.03
36702 | PO BOX | SELMA | AL | PRIMARY | 32.41 | -87.03
36703 | STANDARD | SELMA | AL | PRIMARY | 32.41 | -87.03
36575 | STANDARD | SEMMES | AL | PRIMARY | 30.77 | -88.26
35142 | PO BOX | SHANNON | AL | PRIMARY | 33.4 | -86.89
35660 | STANDARD | SHEFFIELD | AL | PRIMARY | 34.75 | -87.7
35143 | STANDARD | SHELBY | AL | PRIMARY | 33.07 | -86.56
36075 | STANDARD | SHORTER | AL | PRIMARY | 32.4 | -85.93
36373 | STANDARD | SHORTERVILLE | AL | PRIMARY | 31.56 | -85.1
36576 | STANDARD | SILVERHILL | AL | PRIMARY | 30.54 | -87.74
35584 | PO BOX | SIPSEY | AL | PRIMARY | 33.82 | -87.08
36374 | STANDARD | SKIPPERVILLE | AL | PRIMARY | 31.55 | -85.54
36349 | PO BOX | MALVERN | AL | PRIMARY | 31.13 | -85.51
36375 | STANDARD | SLOCOMB | AL | PRIMARY | 31.11 | -85.59
36877 | STANDARD | SMITHS STATION | AL | PRIMARY | 32.53 | -85.08
35670 | STANDARD | SOMERVILLE | AL | PRIMARY | 34.47 | -86.8
36275 | PO BOX | SPRING GARDEN | AL | PRIMARY | 33.97 | -85.55
35146 | STANDARD | SPRINGVILLE | AL | PRIMARY | 33.77 | -86.47
35585 | STANDARD | SPRUCE PINE | AL | PRIMARY | 34.37 | -87.69
36790 | STANDARD | STANTON | AL | PRIMARY | 32.71 | -86.91
36578 | STANDARD | STAPLETON | AL | PRIMARY | 30.74 | -87.79
35987 | STANDARD | STEELE | AL | PRIMARY | 33.93 | -86.19
35147 | STANDARD | STERRETT | AL | PRIMARY | 33.43 | -86.5
35746 | STANDARD | FACKLER | AL | PRIMARY | 34.83 | -85.98
35772 | STANDARD | STEVENSON | AL | PRIMARY | 34.87 | -85.83
36579 | STANDARD | STOCKTON | AL | PRIMARY | 30.99 | -87.85
35586 | STANDARD | SULLIGENT | AL | PRIMARY | 33.89 | -88.13
35148 | STANDARD | SUMITON | AL | PRIMARY | 33.75 | -87.04
36580 | STANDARD | SUMMERDALE | AL | PRIMARY | 30.48 | -87.7
36581 | PO BOX | SUNFLOWER | AL | PRIMARY | 31.37 | -88.03
36782 | STANDARD | SWEET WATER | AL | PRIMARY | 32.1 | -87.86
35149 | PO BOX | SYCAMORE | AL | PRIMARY | 33.26 | -86.17
35150 | STANDARD | SYLACAUGA | AL | PRIMARY | 33.17 | -86.26
35151 | STANDARD | SYLACAUGA | AL | PRIMARY | 33.17 | -86.26
35988 | STANDARD | SYLVANIA | AL | PRIMARY | 34.55 | -85.8
35160 | STANDARD | TALLADEGA | AL | PRIMARY | 33.43 | -86.09
35161 | PO BOX | TALLADEGA | AL | PRIMARY | 33.43 | -86.09
36023 | PO BOX | EAST TALLASSEE | AL | PRIMARY | 32.6 | -85.8
36045 | PO BOX | KENT | AL | PRIMARY | 32.66 | -86.02
36078 | STANDARD | TALLASSEE | AL | PRIMARY | 32.53 | -85.89
35671 | STANDARD | TANNER | AL | PRIMARY | 34.66 | -86.95
36582 | STANDARD | THEODORE | AL | PRIMARY | 30.54 | -88.17
36590 | PO BOX | THEODORE | AL | PRIMARY | 30.54 | -88.17
36783 | STANDARD | THOMASTON | AL | PRIMARY | 32.26 | -87.62
36762 | STANDARD | MORVIN | AL | PRIMARY | 31.98 | -87.99
36784 | STANDARD | THOMASVILLE | AL | PRIMARY | 31.91 | -87.74
35171 | STANDARD | THORSBY | AL | PRIMARY | 32.91 | -86.71
36583 | STANDARD | TIBBIE | AL | PRIMARY | 31.36 | -88.24
36080 | STANDARD | TITUS | AL | PRIMARY | 32.71 | -86.25
35773 | STANDARD | TONEY | AL | PRIMARY | 34.9 | -86.72
35672 | STANDARD | TOWN CREEK | AL | PRIMARY | 34.67 | -87.4
35587 | STANDARD | TOWNLEY | AL | PRIMARY | 33.83 | -87.44
35172 | STANDARD | TRAFFORD | AL | PRIMARY | 33.82 | -86.74
35774 | STANDARD | TRENTON | AL | PRIMARY | 34.74 | -86.27
35673 | STANDARD | TRINITY | AL | PRIMARY | 34.59 | -87.08
36079 | STANDARD | TROY | AL | PRIMARY | 31.8 | -85.96
36081 | STANDARD | TROY | AL | PRIMARY | 31.8 | -85.96
36082 | UNIQUE | TROY | AL | PRIMARY | 31.8 | -85.96
35173 | STANDARD | TRUSSVILLE | AL | PRIMARY | 33.63 | -86.59
35401 | STANDARD | TUSCALOOSA | AL | PRIMARY | 33.23 | -87.54
35402 | PO BOX | TUSCALOOSA | AL | PRIMARY | 33.23 | -87.54
35403 | PO BOX | TUSCALOOSA | AL | PRIMARY | 33.23 | -87.54
35404 | STANDARD | TUSCALOOSA | AL | PRIMARY | 33.23 | -87.54
35405 | STANDARD | TUSCALOOSA | AL | PRIMARY | 33.23 | -87.54
35406 | STANDARD | TUSCALOOSA | AL | PRIMARY | 33.23 | -87.54
35407 | PO BOX | TUSCALOOSA | AL | PRIMARY | 33.23 | -87.54
35485 | PO BOX | TUSCALOOSA | AL | PRIMARY | 33.23 | -87.54
35486 | PO BOX | TUSCALOOSA | AL | PRIMARY | 33.23 | -87.54
35487 | UNIQUE | TUSCALOOSA | AL | PRIMARY | 33.23 | -87.54
35674 | STANDARD | TUSCUMBIA | AL | PRIMARY | 34.72 | -87.7
36083 | STANDARD | TUSKEGEE | AL | PRIMARY | 32.43 | -85.71
36088 | STANDARD | TUSKEGEE INSTITUTE | AL | PRIMARY | 32.42 | -85.71
36087 | PO BOX | TUSKEGEE INSTITUTE | AL | PRIMARY | 32.42 | -85.71
36785 | STANDARD | TYLER | AL | PRIMARY | 32.27 | -86.84
35175 | STANDARD | UNION GROVE | AL | PRIMARY | 34.4 | -86.44
36089 | STANDARD | UNION SPRINGS | AL | PRIMARY | 32.13 | -85.71
36786 | STANDARD | UNIONTOWN | AL | PRIMARY | 32.44 | -87.5
36449 | PO BOX | GOODWAY | AL | PRIMARY | 31.33 | -87.43
36480 | STANDARD | URIAH | AL | PRIMARY | 31.3 | -87.5
35775 | STANDARD | VALHERMOSO SPRINGS | AL | PRIMARY | 34.55 | -86.69
36854 | STANDARD | VALLEY | AL | PRIMARY | 32.8 | -85.17
36872 | PO BOX | VALLEY | AL | PRIMARY | 32.8 | -85.17
35989 | STANDARD | VALLEY HEAD | AL | PRIMARY | 34.55 | -85.62
35490 | STANDARD | VANCE | AL | PRIMARY | 33.17 | -87.22
35176 | STANDARD | VANDIVER | AL | PRIMARY | 33.48 | -86.5
36091 | STANDARD | VERBENA | AL | PRIMARY | 32.75 | -86.52
35592 | STANDARD | VERNON | AL | PRIMARY | 33.75 | -88.11
35593 | STANDARD | VINA | AL | PRIMARY | 34.37 | -88.05
35178 | STANDARD | VINCENT | AL | PRIMARY | 33.38 | -86.4
36584 | STANDARD | VINEGAR BEND | AL | PRIMARY | 31.26 | -88.34
35179 | STANDARD | VINEMONT | AL | PRIMARY | 34.26 | -86.94
36481 | STANDARD | VREDENBURGH | AL | PRIMARY | 31.82 | -87.31
36276 | STANDARD | WADLEY | AL | PRIMARY | 33.12 | -85.56
36585 | STANDARD | WAGARVILLE | AL | PRIMARY | 31.44 | -88.03
35990 | PO BOX | WALNUT GROVE | AL | PRIMARY | 34.06 | -86.28
35180 | STANDARD | WARRIOR | AL | PRIMARY | 33.81 | -86.8
35677 | STANDARD | WATERLOO | AL | PRIMARY | 34.91 | -88.06
35181 | PO BOX | WATSON | AL | PRIMARY | 33.68 | -86.77
35182 | PO BOX | WATTSVILLE | AL | PRIMARY | 33.74 | -86.43
36879 | STANDARD | WAVERLY | AL | PRIMARY | 32.73 | -85.57
36277 | STANDARD | WEAVER | AL | PRIMARY | 33.75 | -85.8
36376 | STANDARD | WEBB | AL | PRIMARY | 31.25 | -85.28
36278 | STANDARD | WEDOWEE | AL | PRIMARY | 33.3 | -85.48
36279 | STANDARD | WELLINGTON | AL | PRIMARY | 33.86 | -85.91
35183 | STANDARD | WEOGUFKA | AL | PRIMARY | 32.93 | -86.41
35184 | STANDARD | WEST BLOCTON | AL | PRIMARY | 33.11 | -87.12
35491 | PO BOX | WEST GREENE | AL | PRIMARY | 32.94 | -88.1
35185 | PO BOX | WESTOVER | AL | PRIMARY | 33.38 | -86.6
36092 | STANDARD | WETUMPKA | AL | PRIMARY | 32.54 | -86.2
36093 | STANDARD | WETUMPKA | AL | PRIMARY | 32.54 | -86.2
36482 | STANDARD | WHATLEY | AL | PRIMARY | 31.65 | -87.62
36587 | STANDARD | WILMER | AL | PRIMARY | 30.82 | -88.35
35186 | STANDARD | WILSONVILLE | AL | PRIMARY | 33.23 | -86.47
35187 | PO BOX | WILTON | AL | PRIMARY | 33.08 | -86.88
35594 | STANDARD | WINFIELD | AL | PRIMARY | 33.92 | -87.79
36483 | STANDARD | WING | AL | PRIMARY | 31.02 | -86.61
36280 | STANDARD | WOODLAND | AL | PRIMARY | 33.37 | -85.39
35188 | STANDARD | WOODSTOCK | AL | PRIMARY | 33.16 | -87.17
35776 | STANDARD | WOODVILLE | AL | PRIMARY | 34.62 | -86.28
35739 | STANDARD | ARDMORE | AL | PRIMARY | 34.98 | -86.83
36901 | PO BOX | BELLAMY | AL | PRIMARY | 32.42 | -88.12
36904 | STANDARD | BUTLER | AL | PRIMARY | 32.08 | -88.22
36907 | STANDARD | CUBA | AL | PRIMARY | 32.44 | -88.37
36908 | STANDARD | GILBERTOWN | AL | PRIMARY | 31.87 | -88.31
36910 | STANDARD | JACHIN | AL | PRIMARY | 32.23 | -88.16
36912 | STANDARD | LISMAN | AL | PRIMARY | 32.16 | -88.28
36913 | STANDARD | MELVIN | AL | PRIMARY | 31.92 | -88.45
36915 | STANDARD | NEEDHAM | AL | PRIMARY | 31.98 | -88.33
36916 | STANDARD | PENNINGTON | AL | PRIMARY | 32.19 | -88.05
36919 | STANDARD | SILAS | AL | PRIMARY | 31.76 | -88.32
36921 | STANDARD | TOXEY | AL | PRIMARY | 31.91 | -88.3
36922 | STANDARD | WARD | AL | PRIMARY | 32.29 | -88.09
36925 | STANDARD | YORK | AL | PRIMARY | 32.49 | -88.29
38601 | STANDARD | ABBEVILLE | MS | PRIMARY | 34.5 | -89.5
39730 | STANDARD | ABERDEEN | MS | PRIMARY | 33.82 | -88.55
39735 | STANDARD | ACKERMAN | MS | PRIMARY | 33.31 | -89.17
38820 | PO BOX | ALGOMA | MS | PRIMARY | 34.17 | -89.03
38720 | STANDARD | ALLIGATOR | MS | PRIMARY | 34.08 | -90.72
38821 | STANDARD | AMORY | MS | PRIMARY | 33.98 | -88.48
38721 | STANDARD | ANGUILLA | MS | PRIMARY | 32.97 | -90.82
38722 | PO BOX | ARCOLA | MS | PRIMARY | 33.27 | -90.88
38602 | PO BOX | ARKABUTLA | MS | PRIMARY | 34.7 | -90.13
39736 | PO BOX | ARTESIA | MS | PRIMARY | 33.41 | -88.64
38603 | STANDARD | ASHLAND | MS | PRIMARY | 34.83 | -89.17
38723 | PO BOX | AVON | MS | PRIMARY | 33.2 | -91.06
39320 | STANDARD | BAILEY | MS | PRIMARY | 32.48 | -88.69
38824 | STANDARD | BALDWYN | MS | PRIMARY | 34.5 | -88.63
39421 | STANDARD | BASSFIELD | MS | PRIMARY | 31.49 | -89.74
38606 | STANDARD | BATESVILLE | MS | PRIMARY | 34.31 | -89.93
39520 | STANDARD | BAY SAINT LOUIS | MS | PRIMARY | 30.32 | -89.51
39521 | PO BOX | BAY SAINT LOUIS | MS | PRIMARY | 30.32 | -89.51
39522 | UNIQUE | STENNIS SPACE CENTER | MS | PRIMARY | 30.34 | -89.55
39525 | STANDARD | DIAMONDHEAD | MS | PRIMARY | 30.38 | -89.36
39529 | UNIQUE | STENNIS SPACE CENTER | MS | PRIMARY | 30.34 | -89.55
39558 | PO BOX | LAKESHORE | MS | PRIMARY | 30.21 | -89.48
39572 | STANDARD | PEARLINGTON | MS | PRIMARY | 30.24 | -89.6
39576 | STANDARD | WAVELAND | MS | PRIMARY | 30.28 | -89.38
39422 | STANDARD | BAY SPRINGS | MS | PRIMARY | 31.98 | -89.28
39423 | STANDARD | BEAUMONT | MS | PRIMARY | 31.17 | -88.92
38825 | PO BOX | BECKER | MS | PRIMARY | 33.91 | -88.49
38826 | STANDARD | BELDEN | MS | PRIMARY | 34.27 | -88.82
39737 | STANDARD | BELLEFONTAINE | MS | PRIMARY | 33.64 | -89.33
38827 | STANDARD | BELMONT | MS | PRIMARY | 34.5 | -88.2
39038 | STANDARD | BELZONI | MS | PRIMARY | 33.17 | -90.48
38725 | STANDARD | BENOIT | MS | PRIMARY | 33.65 | -91
39039 | STANDARD | BENTON | MS | PRIMARY | 32.8 | -90.28
39040 | STANDARD | BENTONIA | MS | PRIMARY | 32.64 | -90.37
38726 | STANDARD | BEULAH | MS | PRIMARY | 33.79 | -90.98
38914 | STANDARD | BIG CREEK | MS | PRIMARY | 33.84 | -89.41
39530 | STANDARD | BILOXI | MS | PRIMARY | 30.39 | -88.88
39531 | STANDARD | BILOXI | MS | PRIMARY | 30.39 | -88.88
39532 | STANDARD | BILOXI | MS | PRIMARY | 30.39 | -88.88
39533 | PO BOX | BILOXI | MS | PRIMARY | 30.39 | -88.88
39534 | PO BOX | BILOXI | MS | PRIMARY | 30.39 | -88.88
39535 | PO BOX | BILOXI | MS | PRIMARY | 30.39 | -88.88
39540 | STANDARD | DIBERVILLE | MS | PRIMARY | 30.44 | -88.9
38610 | STANDARD | BLUE MOUNTAIN | MS | PRIMARY | 34.67 | -89.02
38828 | STANDARD | BLUE SPRINGS | MS | PRIMARY | 34.4 | -88.87
39629 | STANDARD | BOGUE CHITTO | MS | PRIMARY | 31.43 | -90.45
39041 | STANDARD | BOLTON | MS | PRIMARY | 32.35 | -90.45
38829 | STANDARD | BOONEVILLE | MS | PRIMARY | 34.66 | -88.56
38859 | STANDARD | NEW SITE | MS | PRIMARY | 34.56 | -88.41
38730 | STANDARD | BOYLE | MS | PRIMARY | 33.7 | -90.72
39042 | STANDARD | BRANDON | MS | PRIMARY | 32.28 | -90
39043 | PO BOX | BRANDON | MS | PRIMARY | 32.28 | -90
39047 | STANDARD | BRANDON | MS | PRIMARY | 32.28 | -90
39044 | STANDARD | BRAXTON | MS | PRIMARY | 32.02 | -89.97
39601 | STANDARD | BROOKHAVEN | MS | PRIMARY | 31.58 | -90.44
39602 | PO BOX | BROOKHAVEN | MS | PRIMARY | 31.58 | -90.44
39603 | PO BOX | BROOKHAVEN | MS | PRIMARY | 31.58 | -90.44
39425 | STANDARD | BROOKLYN | MS | PRIMARY | 30.98 | -89.23
39739 | STANDARD | BROOKSVILLE | MS | PRIMARY | 33.23 | -88.58
38913 | STANDARD | BANNER | MS | PRIMARY | 34.1 | -89.4
38915 | STANDARD | BRUCE | MS | PRIMARY | 33.99 | -89.34
38949 | STANDARD | PARIS | MS | PRIMARY | 34.18 | -89.46
39322 | STANDARD | BUCKATUNNA | MS | PRIMARY | 31.53 | -88.52
39630 | STANDARD | BUDE | MS | PRIMARY | 31.46 | -90.85
38833 | STANDARD | BURNSVILLE | MS | PRIMARY | 34.84 | -88.31
38611 | STANDARD | BYHALIA | MS | PRIMARY | 34.86 | -89.68
39740 | STANDARD | CALEDONIA | MS | PRIMARY | 33.68 | -88.32
38916 | STANDARD | CALHOUN CITY | MS | PRIMARY | 33.85 | -89.31
38955 | PO BOX | SLATE SPRING | MS | PRIMARY | 33.74 | -89.37
39045 | STANDARD | CAMDEN | MS | PRIMARY | 32.8 | -89.87
39046 | STANDARD | CANTON | MS | PRIMARY | 32.61 | -90.03
39426 | STANDARD | CARRIERE | MS | PRIMARY | 30.6 | -89.56
38917 | STANDARD | CARROLLTON | MS | PRIMARY | 33.5 | -89.92
39427 | STANDARD | CARSON | MS | PRIMARY | 31.55 | -89.78
39051 | STANDARD | CARTHAGE | MS | PRIMARY | 32.74 | -89.53
39054 | STANDARD | CARY | MS | PRIMARY | 32.8 | -90.92
38920 | STANDARD | CASCILLA | MS | PRIMARY | 33.89 | -90.03
39741 | STANDARD | CEDARBLUFF | MS | PRIMARY | 33.61 | -88.84
39631 | STANDARD | CENTREVILLE | MS | PRIMARY | 31.08 | -91.06
38921 | STANDARD | CHARLESTON | MS | PRIMARY | 34 | -90.05
38958 | PO BOX | SWAN LAKE | MS | PRIMARY | 33.89 | -90.24
39632 | PO BOX | CHATAWA | MS | PRIMARY | 31.1 | -90.52
39323 | STANDARD | CHUNKY | MS | PRIMARY | 32.32 | -88.92
39324 | PO BOX | CLARA | MS | PRIMARY | 31.57 | -88.69
38614 | STANDARD | CLARKSDALE | MS | PRIMARY | 34.2 | -90.57
38630 | PO BOX | FARRELL | MS | PRIMARY | 34.26 | -90.67
38669 | PO BOX | SHERARD | MS | PRIMARY | 34.21 | -90.71
38732 | STANDARD | CLEVELAND | MS | PRIMARY | 33.74 | -90.72
38733 | STANDARD | CLEVELAND | MS | PRIMARY | 33.74 | -90.72
39056 | STANDARD | CLINTON | MS | PRIMARY | 32.33 | -90.33
39058 | UNIQUE | CLINTON | MS | PRIMARY | 32.33 | -90.33
39060 | PO BOX | CLINTON | MS | PRIMARY | 32.33 | -90.33
38617 | STANDARD | COAHOMA | MS | PRIMARY | 34.36 | -90.52
38922 | STANDARD | COFFEEVILLE | MS | PRIMARY | 33.97 | -89.67
38923 | STANDARD | COILA | MS | PRIMARY | 33.36 | -89.97
38618 | STANDARD | COLDWATER | MS | PRIMARY | 34.69 | -89.97
39428 | STANDARD | COLLINS | MS | PRIMARY | 31.63 | -89.55
39325 | STANDARD | COLLINSVILLE | MS | PRIMARY | 32.49 | -88.84
39429 | STANDARD | COLUMBIA | MS | PRIMARY | 31.25 | -89.82
39701 | STANDARD | COLUMBUS | MS | PRIMARY | 33.5 | -88.4
39702 | STANDARD | COLUMBUS | MS | PRIMARY | 33.5 | -88.4
39703 | PO BOX | COLUMBUS | MS | PRIMARY | 33.5 | -88.4
39704 | PO BOX | COLUMBUS | MS | PRIMARY | 33.5 | -88.4
39705 | STANDARD | COLUMBUS | MS | PRIMARY | 33.5 | -88.4
39710 | UNIQUE | COLUMBUS | MS | PRIMARY | 33.5 | -88.4
38619 | STANDARD | COMO | MS | PRIMARY | 34.51 | -89.94
39057 | STANDARD | CONEHATTA | MS | PRIMARY | 32.45 | -89.27
38834 | STANDARD | CORINTH | MS | PRIMARY | 34.93 | -88.51
38835 | PO BOX | CORINTH | MS | PRIMARY | 34.93 | -88.51
38620 | STANDARD | COURTLAND | MS | PRIMARY | 34.24 | -89.94
39743 | STANDARD | CRAWFORD | MS | PRIMARY | 33.3 | -88.62
38621 | STANDARD | CRENSHAW | MS | PRIMARY | 34.5 | -90.19
39633 | STANDARD | CROSBY | MS | PRIMARY | 31.27 | -91.06
38622 | PO BOX | CROWDER | MS | PRIMARY | 34.17 | -90.13
38924 | STANDARD | CRUGER | MS | PRIMARY | 33.32 | -90.23
39059 | STANDARD | CRYSTAL SPRINGS | MS | PRIMARY | 31.98 | -90.35
39326 | STANDARD | DALEVILLE | MS | PRIMARY | 32.54 | -88.67
38623 | PO BOX | DARLING | MS | PRIMARY | 34.35 | -90.26
39327 | STANDARD | DECATUR | MS | PRIMARY | 32.43 | -89.11
39328 | STANDARD | DE KALB | MS | PRIMARY | 32.76 | -88.65
39061 | PO BOX | DELTA CITY | MS | PRIMARY | 33.07 | -90.75
38838 | STANDARD | DENNIS | MS | PRIMARY | 34.56 | -88.18
38839 | PO BOX | DERMA | MS | PRIMARY | 33.85 | -89.28
39062 | PO BOX | D LO | MS | PRIMARY | 31.98 | -89.85
38736 | STANDARD | DODDSVILLE | MS | PRIMARY | 33.65 | -90.52
38737 | STANDARD | DREW | MS | PRIMARY | 33.8 | -90.53
38738 | PO BOX | PARCHMAN | MS | PRIMARY | 33.87 | -90.55
38739 | PO BOX | DUBLIN | MS | PRIMARY | 34.08 | -90.5
38925 | STANDARD | DUCK HILL | MS | PRIMARY | 33.63 | -89.71
38625 | STANDARD | DUMAS | MS | PRIMARY | 34.63 | -88.83
38740 | STANDARD | DUNCAN | MS | PRIMARY | 34.04 | -90.74
38626 | STANDARD | DUNDEE | MS | PRIMARY | 34.51 | -90.45
39063 | STANDARD | DURANT | MS | PRIMARY | 33.08 | -89.85
39436 | PO BOX | EASTABUCHIE | MS | PRIMARY | 31.47 | -89.23
38841 | STANDARD | ECRU | MS | PRIMARY | 34.35 | -89.02
39066 | STANDARD | EDWARDS | MS | PRIMARY | 32.33 | -90.6
39437 | STANDARD | ELLISVILLE | MS | PRIMARY | 31.59 | -89.2
38927 | STANDARD | ENID | MS | PRIMARY | 34.11 | -89.95
39330 | STANDARD | ENTERPRISE | MS | PRIMARY | 32.17 | -88.81
39552 | PO BOX | ESCATAWPA | MS | PRIMARY | 30.48 | -88.55
39067 | STANDARD | ETHEL | MS | PRIMARY | 33.12 | -89.46
38627 | STANDARD | ETTA | MS | PRIMARY | 34.46 | -89.2
39744 | STANDARD | EUPORA | MS | PRIMARY | 33.54 | -89.27
38629 | STANDARD | FALKNER | MS | PRIMARY | 34.84 | -88.93
39069 | STANDARD | FAYETTE | MS | PRIMARY | 31.71 | -91.06
39081 | PO BOX | HARRISTON | MS | PRIMARY | 31.71 | -91.03
39635 | PO BOX | FERNWOOD | MS | PRIMARY | 31.18 | -90.44
39071 | STANDARD | FLORA | MS | PRIMARY | 32.54 | -90.31
39072 | PO BOX | POCAHONTAS | MS | PRIMARY | 32.41 | -90.22
39073 | STANDARD | FLORENCE | MS | PRIMARY | 32.15 | -90.12
39074 | STANDARD | FOREST | MS | PRIMARY | 32.35 | -89.47
39483 | STANDARD | FOXWORTH | MS | PRIMARY | 31.27 | -89.95
39745 | STANDARD | FRENCH CAMP | MS | PRIMARY | 33.29 | -89.39
38631 | PO BOX | FRIARS POINT | MS | PRIMARY | 34.36 | -90.63
38843 | STANDARD | FULTON | MS | PRIMARY | 34.26 | -88.4
39077 | PO BOX | GALLMAN | MS | PRIMARY | 31.9 | -90.42
38844 | STANDARD | GATTMAN | MS | PRIMARY | 33.88 | -88.23
39553 | STANDARD | GAUTIER | MS | PRIMARY | 30.38 | -88.63
39078 | STANDARD | GEORGETOWN | MS | PRIMARY | 31.86 | -90.16
38846 | STANDARD | GLEN | MS | PRIMARY | 34.86 | -88.5
38744 | STANDARD | GLEN ALLAN | MS | PRIMARY | 33.03 | -91.01
38928 | STANDARD | GLENDORA | MS | PRIMARY | 33.82 | -90.29
39638 | STANDARD | GLOSTER | MS | PRIMARY | 31.19 | -91.01
38847 | STANDARD | GOLDEN | MS | PRIMARY | 34.48 | -88.18
39079 | STANDARD | GOODMAN | MS | PRIMARY | 32.96 | -89.91
39171 | PO BOX | THOMASTOWN | MS | PRIMARY | 32.85 | -89.66
38929 | STANDARD | GORE SPRINGS | MS | PRIMARY | 33.71 | -89.57
38745 | PO BOX | GRACE | MS | PRIMARY | 32.96 | -90.94
38701 | STANDARD | GREENVILLE | MS | PRIMARY | 33.38 | -91.05
38702 | PO BOX | GREENVILLE | MS | PRIMARY | 33.38 | -91.05
38703 | STANDARD | GREENVILLE | MS | PRIMARY | 33.38 | -91.05
38704 | PO BOX | GREENVILLE | MS | PRIMARY | 33.38 | -91.05
38731 | STANDARD | CHATHAM | MS | PRIMARY | 33.08 | -91.08
38782 | PO BOX | WINTERVILLE | MS | PRIMARY | 33.28 | -91.01
38930 | STANDARD | GREENWOOD | MS | PRIMARY | 33.51 | -90.19
38935 | PO BOX | GREENWOOD | MS | PRIMARY | 33.51 | -90.19
38945 | PO BOX | MONEY | MS | PRIMARY | 33.61 | -90.19
38848 | STANDARD | GREENWOOD SPRINGS | MS | PRIMARY | 33.98 | -88.29
38901 | STANDARD | GRENADA | MS | PRIMARY | 33.77 | -89.81
38902 | PO BOX | GRENADA | MS | PRIMARY | 33.77 | -89.81
38926 | PO BOX | ELLIOTT | MS | PRIMARY | 33.7 | -89.74
38960 | PO BOX | TIE PLANT | MS | PRIMARY | 33.77 | -89.8
39501 | STANDARD | GULFPORT | MS | PRIMARY | 30.38 | -89.06
39502 | PO BOX | GULFPORT | MS | PRIMARY | 30.38 | -89.06
39503 | STANDARD | GULFPORT | MS | PRIMARY | 30.38 | -89.06
39505 | PO BOX | GULFPORT | MS | PRIMARY | 30.38 | -89.06
39506 | PO BOX | GULFPORT | MS | PRIMARY | 30.38 | -89.06
39507 | STANDARD | GULFPORT | MS | PRIMARY | 30.38 | -89.06
38746 | STANDARD | GUNNISON | MS | PRIMARY | 33.94 | -90.94
38849 | STANDARD | GUNTOWN | MS | PRIMARY | 34.44 | -88.66
39746 | STANDARD | HAMILTON | MS | PRIMARY | 33.8 | -88.43
39080 | PO BOX | HARPERVILLE | MS | PRIMARY | 32.47 | -89.45
39082 | STANDARD | HARRISVILLE | MS | PRIMARY | 31.96 | -90.09
39401 | STANDARD | HATTIESBURG | MS | PRIMARY | 31.31 | -89.3
39402 | STANDARD | HATTIESBURG | MS | PRIMARY | 31.31 | -89.3
39403 | PO BOX | HATTIESBURG | MS | PRIMARY | 31.31 | -89.3
39404 | PO BOX | HATTIESBURG | MS | PRIMARY | 31.31 | -89.3
39406 | UNIQUE | HATTIESBURG | MS | PRIMARY | 31.31 | -89.3
39407 | UNIQUE | HATTIESBURG | MS | PRIMARY | 31.31 | -89.3
39083 | STANDARD | HAZLEHURST | MS | PRIMARY | 31.86 | -90.39
39439 | STANDARD | HEIDELBERG | MS | PRIMARY | 31.89 | -88.98
39086 | STANDARD | HERMANVILLE | MS | PRIMARY | 32.02 | -90.8
38632 | STANDARD | HERNANDO | MS | PRIMARY | 34.82 | -89.98
39332 | STANDARD | HICKORY | MS | PRIMARY | 32.31 | -89.02
38633 | STANDARD | HICKORY FLAT | MS | PRIMARY | 34.61 | -89.18
39087 | PO BOX | HILLSBORO | MS | PRIMARY | 32.44 | -89.51
38940 | STANDARD | HOLCOMB | MS | PRIMARY | 33.75 | -89.96
38748 | STANDARD | HOLLANDALE | MS | PRIMARY | 33.17 | -90.85
39088 | STANDARD | HOLLY BLUFF | MS | PRIMARY | 32.83 | -90.69
38634 | PO BOX | HOLLY SPRINGS | MS | PRIMARY | 34.77 | -89.44
38635 | STANDARD | HOLLY SPRINGS | MS | PRIMARY | 34.77 | -89.44
38649 | PO BOX | MOUNT PLEASANT | MS | PRIMARY | 34.93 | -89.53
38637 | STANDARD | HORN LAKE | MS | PRIMARY | 34.95 | -90.03
38850 | STANDARD | HOULKA | MS | PRIMARY | 34.03 | -89.01
38851 | STANDARD | HOUSTON | MS | PRIMARY | 33.89 | -89
39555 | PO BOX | HURLEY | MS | PRIMARY | 30.66 | -88.49
38638 | PO BOX | INDEPENDENCE | MS | PRIMARY | 34.7 | -89.8
38749 | PO BOX | HOLLY RIDGE | MS | PRIMARY | 33.48 | -90.68
38751 | STANDARD | INDIANOLA | MS | PRIMARY | 33.44 | -90.64
38753 | STANDARD | INVERNESS | MS | PRIMARY | 33.35 | -90.59
38754 | STANDARD | ISOLA | MS | PRIMARY | 33.26 | -90.59
38941 | STANDARD | ITTA BENA | MS | PRIMARY | 33.49 | -90.32
38852 | STANDARD | IUKA | MS | PRIMARY | 34.8 | -88.19
39193 | PO BOX | WHITFIELD | MS | PRIMARY | 32.12 | -90.13
39201 | STANDARD | JACKSON | MS | PRIMARY | 32.32 | -90.2
39202 | STANDARD | JACKSON | MS | PRIMARY | 32.32 | -90.2
39203 | STANDARD | JACKSON | MS | PRIMARY | 32.32 | -90.2
39204 | STANDARD | JACKSON | MS | PRIMARY | 32.32 | -90.2
39205 | PO BOX | JACKSON | MS | PRIMARY | 32.32 | -90.2
39206 | STANDARD | JACKSON | MS | PRIMARY | 32.32 | -90.2
39207 | PO BOX | JACKSON | MS | PRIMARY | 32.32 | -90.2
39208 | STANDARD | PEARL | MS | PRIMARY | 32.32 | -90.2
39209 | STANDARD | JACKSON | MS | PRIMARY | 32.32 | -90.2
39210 | UNIQUE | JACKSON | MS | PRIMARY | 32.32 | -90.2
39211 | STANDARD | JACKSON | MS | PRIMARY | 32.32 | -90.2
39212 | STANDARD | JACKSON | MS | PRIMARY | 32.32 | -90.2
39213 | STANDARD | JACKSON | MS | PRIMARY | 32.32 | -90.2
39215 | PO BOX | JACKSON | MS | PRIMARY | 32.32 | -90.2
39216 | STANDARD | JACKSON | MS | PRIMARY | 32.32 | -90.2
39217 | UNIQUE | JACKSON | MS | PRIMARY | 32.32 | -90.2
39218 | STANDARD | RICHLAND | MS | PRIMARY | 32.32 | -90.2
39225 | PO BOX | JACKSON | MS | PRIMARY | 32.32 | -90.2
39232 | STANDARD | FLOWOOD | MS | PRIMARY | 32.32 | -90.2
39236 | PO BOX | JACKSON | MS | PRIMARY | 32.32 | -90.2
39250 | UNIQUE | JACKSON | MS | PRIMARY | 32.32 | -90.2
39269 | STANDARD | JACKSON | MS | PRIMARY | 32.32 | -90.2
39271 | UNIQUE | JACKSON | MS | PRIMARY | 32.32 | -90.2
39272 | STANDARD | BYRAM | MS | PRIMARY | 32.32 | -90.2
39282 | PO BOX | JACKSON | MS | PRIMARY | 32.32 | -90.2
39283 | PO BOX | JACKSON | MS | PRIMARY | 32.32 | -90.2
39284 | PO BOX | JACKSON | MS | PRIMARY | 32.32 | -90.2
39286 | PO BOX | JACKSON | MS | PRIMARY | 32.32 | -90.2
39288 | PO BOX | PEARL | MS | PRIMARY | 32.32 | -90.2
39289 | PO BOX | JACKSON | MS | PRIMARY | 32.32 | -90.2
39296 | PO BOX | JACKSON | MS | PRIMARY | 32.32 | -90.2
39298 | PO BOX | JACKSON | MS | PRIMARY | 32.32 | -90.2
39641 | STANDARD | JAYESS | MS | PRIMARY | 31.41 | -90.18
38639 | PO BOX | JONESTOWN | MS | PRIMARY | 34.32 | -90.45
39747 | STANDARD | KILMICHAEL | MS | PRIMARY | 33.43 | -89.56
39556 | STANDARD | KILN | MS | PRIMARY | 30.41 | -89.43
39643 | STANDARD | KOKOMO | MS | PRIMARY | 31.17 | -89.98
39090 | STANDARD | KOSCIUSKO | MS | PRIMARY | 33.05 | -89.58
39092 | STANDARD | LAKE | MS | PRIMARY | 32.34 | -89.32
38641 | STANDARD | LAKE CORMORANT | MS | PRIMARY | 34.9 | -90.21
38642 | STANDARD | LAMAR | MS | PRIMARY | 34.91 | -89.31
38643 | STANDARD | LAMBERT | MS | PRIMARY | 34.2 | -90.28
39335 | STANDARD | LAUDERDALE | MS | PRIMARY | 32.52 | -88.46
39440 | STANDARD | LAUREL | MS | PRIMARY | 31.69 | -89.14
39441 | PO BOX | LAUREL | MS | PRIMARY | 31.69 | -89.14
39442 | PO BOX | LAUREL | MS | PRIMARY | 31.69 | -89.14
39443 | STANDARD | LAUREL | MS | PRIMARY | 31.69 | -89.14
39336 | STANDARD | LAWRENCE | MS | PRIMARY | 32.27 | -89.28
39451 | STANDARD | LEAKESVILLE | MS | PRIMARY | 31.15 | -88.55
38756 | STANDARD | LELAND | MS | PRIMARY | 33.4 | -90.89
39094 | STANDARD | LENA | MS | PRIMARY | 32.59 | -89.59
39095 | STANDARD | LEXINGTON | MS | PRIMARY | 33.11 | -90.04
39645 | STANDARD | LIBERTY | MS | PRIMARY | 31.16 | -90.8
39337 | STANDARD | LITTLE ROCK | MS | PRIMARY | 32.53 | -89.18
39560 | STANDARD | LONG BEACH | MS | PRIMARY | 30.36 | -89.16
39096 | STANDARD | LORMAN | MS | PRIMARY | 31.81 | -91.19
39338 | STANDARD | LOUIN | MS | PRIMARY | 32.07 | -89.26
39097 | STANDARD | LOUISE | MS | PRIMARY | 32.98 | -90.59
39339 | STANDARD | LOUISVILLE | MS | PRIMARY | 33.12 | -89.05
39452 | STANDARD | LUCEDALE | MS | PRIMARY | 30.92 | -88.59
39098 | PO BOX | LUDLOW | MS | PRIMARY | 32.55 | -89.66
38644 | PO BOX | LULA | MS | PRIMARY | 34.45 | -90.47
39455 | STANDARD | LUMBERTON | MS | PRIMARY | 31 | -89.45
38645 | STANDARD | LYON | MS | PRIMARY | 34.21 | -90.54
39647 | STANDARD | MC CALL CREEK | MS | PRIMARY | 31.52 | -90.76
38943 | STANDARD | MC CARLEY | MS | PRIMARY | 33.59 | -89.84
39648 | STANDARD | MCCOMB | MS | PRIMARY | 31.24 | -90.46
39649 | PO BOX | MCCOMB | MS | PRIMARY | 31.24 | -90.46
39108 | STANDARD | MC COOL | MS | PRIMARY | 33.16 | -89.33
39561 | STANDARD | MC HENRY | MS | PRIMARY | 30.69 | -89.18
39456 | STANDARD | MC LAIN | MS | PRIMARY | 31.05 | -88.8
39457 | PO BOX | MC NEILL | MS | PRIMARY | 30.7 | -89.68
39750 | STANDARD | MABEN | MS | PRIMARY | 33.55 | -89.08
39341 | STANDARD | MACON | MS | PRIMARY | 33.11 | -88.56
39109 | PO BOX | MADDEN | MS | PRIMARY | 32.7 | -89.37
39110 | STANDARD | MADISON | MS | PRIMARY | 32.45 | -90.1
39130 | PO BOX | MADISON | MS | PRIMARY | 32.45 | -90.1
39111 | STANDARD | MAGEE | MS | PRIMARY | 31.87 | -89.73
39652 | STANDARD | MAGNOLIA | MS | PRIMARY | 31.15 | -90.46
38855 | STANDARD | MANTACHIE | MS | PRIMARY | 34.32 | -88.49
39751 | STANDARD | MANTEE | MS | PRIMARY | 33.68 | -89.02
38856 | STANDARD | MARIETTA | MS | PRIMARY | 34.5 | -88.47
39342 | STANDARD | MARION | MS | PRIMARY | 32.42 | -88.64
38609 | STANDARD | BELEN | MS | PRIMARY | 34.26 | -90.35
38646 | STANDARD | MARKS | MS | PRIMARY | 34.25 | -90.27
39752 | STANDARD | MATHISTON | MS | PRIMARY | 33.53 | -89.12
39113 | PO BOX | MAYERSVILLE | MS | PRIMARY | 32.89 | -91.04
39753 | PO BOX | MAYHEW | MS | PRIMARY | 33.48 | -88.59
39653 | STANDARD | MEADVILLE | MS | PRIMARY | 31.47 | -90.89
39114 | STANDARD | MENDENHALL | MS | PRIMARY | 31.96 | -89.86
39301 | STANDARD | MERIDIAN | MS | PRIMARY | 32.38 | -88.71
39302 | PO BOX | MERIDIAN | MS | PRIMARY | 32.38 | -88.71
39303 | PO BOX | MERIDIAN | MS | PRIMARY | 32.38 | -88.71
39304 | PO BOX | MERIDIAN | MS | PRIMARY | 32.38 | -88.71
39305 | STANDARD | MERIDIAN | MS | PRIMARY | 32.38 | -88.71
39307 | STANDARD | MERIDIAN | MS | PRIMARY | 32.38 | -88.71
39309 | UNIQUE | MERIDIAN | MS | PRIMARY | 32.38 | -88.71
38759 | STANDARD | MERIGOLD | MS | PRIMARY | 33.83 | -90.72
38760 | PO BOX | METCALFE | MS | PRIMARY | 33.45 | -91
38647 | STANDARD | MICHIGAN CITY | MS | PRIMARY | 34.98 | -89.25
38944 | STANDARD | MINTER CITY | MS | PRIMARY | 33.75 | -90.33
39762 | PO BOX | MISSISSIPPI STATE | MS | PRIMARY | 33.45 | -88.79
39116 | STANDARD | MIZE | MS | PRIMARY | 31.86 | -89.55
39654 | STANDARD | MONTICELLO | MS | PRIMARY | 31.55 | -90.11
38857 | STANDARD | MOOREVILLE | MS | PRIMARY | 34.28 | -88.59
38761 | STANDARD | MOORHEAD | MS | PRIMARY | 33.44 | -90.5
38946 | PO BOX | MORGAN CITY | MS | PRIMARY | 33.37 | -90.34
39117 | STANDARD | MORTON | MS | PRIMARY | 32.35 | -89.65
39459 | STANDARD | MOSELLE | MS | PRIMARY | 31.48 | -89.32
38762 | STANDARD | MOUND BAYOU | MS | PRIMARY | 33.88 | -90.72
39119 | STANDARD | MOUNT OLIVE | MS | PRIMARY | 31.75 | -89.65
38650 | STANDARD | MYRTLE | MS | PRIMARY | 34.55 | -89.11
39120 | STANDARD | NATCHEZ | MS | PRIMARY | 31.54 | -91.38
39121 | PO BOX | NATCHEZ | MS | PRIMARY | 31.54 | -91.38
39122 | PO BOX | NATCHEZ | MS | PRIMARY | 31.54 | -91.38
39461 | STANDARD | NEELY | MS | PRIMARY | 31.16 | -88.75
38651 | STANDARD | NESBIT | MS | PRIMARY | 34.89 | -90.02
38858 | STANDARD | NETTLETON | MS | PRIMARY | 34.09 | -88.61
38652 | STANDARD | NEW ALBANY | MS | PRIMARY | 34.49 | -89.02
39462 | STANDARD | NEW AUGUSTA | MS | PRIMARY | 31.2 | -89.02
39140 | STANDARD | NEWHEBRON | MS | PRIMARY | 31.72 | -90.04
39345 | STANDARD | NEWTON | MS | PRIMARY | 32.31 | -89.15
39463 | PO BOX | NICHOLSON | MS | PRIMARY | 30.49 | -89.68
38947 | PO BOX | NORTH CARROLLTON | MS | PRIMARY | 33.51 | -89.91
39346 | STANDARD | NOXAPATER | MS | PRIMARY | 32.99 | -89.06
38948 | STANDARD | OAKLAND | MS | PRIMARY | 34.05 | -89.91
39656 | STANDARD | OAK VALE | MS | PRIMARY | 31.44 | -90
39564 | STANDARD | OCEAN SPRINGS | MS | PRIMARY | 30.4 | -88.8
39565 | STANDARD | VANCLEAVE | MS | PRIMARY | 30.4 | -88.8
39566 | PO BOX | OCEAN SPRINGS | MS | PRIMARY | 30.4 | -88.8
38860 | STANDARD | OKOLONA | MS | PRIMARY | 34 | -88.75
38654 | STANDARD | OLIVE BRANCH | MS | PRIMARY | 34.95 | -89.82
39657 | STANDARD | OSYKA | MS | PRIMARY | 31 | -90.47
39464 | STANDARD | OVETT | MS | PRIMARY | 31.48 | -89.03
38655 | STANDARD | OXFORD | MS | PRIMARY | 34.35 | -89.52
38675 | STANDARD | TULA | MS | PRIMARY | 34.23 | -89.36
38764 | PO BOX | PACE | MS | PRIMARY | 33.79 | -90.85
39347 | STANDARD | PACHUTA | MS | PRIMARY | 32.04 | -88.88
38765 | PO BOX | PANTHER BURN | MS | PRIMARY | 33.06 | -90.87
39562 | STANDARD | MOSS POINT | MS | PRIMARY | 30.42 | -88.52
39563 | STANDARD | MOSS POINT | MS | PRIMARY | 30.42 | -88.52
39567 | STANDARD | PASCAGOULA | MS | PRIMARY | 30.36 | -88.54
39568 | PO BOX | PASCAGOULA | MS | PRIMARY | 30.36 | -88.54
39569 | PO BOX | PASCAGOULA | MS | PRIMARY | 30.36 | -88.54
39581 | STANDARD | PASCAGOULA | MS | PRIMARY | 30.36 | -88.54
39595 | UNIQUE | PASCAGOULA | MS | PRIMARY | 30.36 | -88.54
39571 | STANDARD | PASS CHRISTIAN | MS | PRIMARY | 30.31 | -89.24
39144 | STANDARD | PATTISON | MS | PRIMARY | 31.85 | -90.8
39348 | STANDARD | PAULDING | MS | PRIMARY | 32 | -89.07
39145 | STANDARD | PELAHATCHIE | MS | PRIMARY | 32.31 | -89.8
39573 | STANDARD | PERKINSTON | MS | PRIMARY | 30.78 | -89.13
39465 | STANDARD | PETAL | MS | PRIMARY | 31.34 | -89.25
39755 | STANDARD | PHEBA | MS | PRIMARY | 33.59 | -88.94
39350 | STANDARD | PHILADELPHIA | MS | PRIMARY | 32.77 | -89.1
38950 | STANDARD | PHILIPP | MS | PRIMARY | 33.75 | -90.2
39466 | STANDARD | PICAYUNE | MS | PRIMARY | 30.52 | -89.67
39146 | STANDARD | PICKENS | MS | PRIMARY | 32.89 | -89.96
39179 | STANDARD | VAUGHAN | MS | PRIMARY | 32.81 | -90.09
39148 | PO BOX | PINEY WOODS | MS | PRIMARY | 32.12 | -90.13
39149 | STANDARD | PINOLA | MS | PRIMARY | 31.82 | -90.02
38951 | STANDARD | PITTSBORO | MS | PRIMARY | 33.94 | -89.33
38862 | STANDARD | PLANTERSVILLE | MS | PRIMARY | 34.21 | -88.66
38863 | STANDARD | PONTOTOC | MS | PRIMARY | 34.24 | -89
38658 | STANDARD | POPE | MS | PRIMARY | 34.21 | -89.94
39470 | STANDARD | POPLARVILLE | MS | PRIMARY | 30.83 | -89.53
39352 | STANDARD | PORTERVILLE | MS | PRIMARY | 32.65 | -88.48
39150 | STANDARD | PORT GIBSON | MS | PRIMARY | 31.95 | -90.98
38659 | STANDARD | POTTS CAMP | MS | PRIMARY | 34.64 | -89.3
39756 | STANDARD | PRAIRIE | MS | PRIMARY | 33.8 | -88.66
39474 | STANDARD | PRENTISS | MS | PRIMARY | 31.59 | -89.87
39354 | STANDARD | PRESTON | MS | PRIMARY | 32.85 | -88.8
39151 | PO BOX | PUCKETT | MS | PRIMARY | 32.08 | -89.77
39152 | STANDARD | PULASKI | MS | PRIMARY | 32.27 | -89.63
39475 | STANDARD | PURVIS | MS | PRIMARY | 31.14 | -89.4
39355 | STANDARD | QUITMAN | MS | PRIMARY | 32.04 | -88.72
39153 | STANDARD | RALEIGH | MS | PRIMARY | 32.03 | -89.52
38864 | STANDARD | RANDOLPH | MS | PRIMARY | 34.18 | -89.16
39154 | STANDARD | RAYMOND | MS | PRIMARY | 32.26 | -90.42
38661 | STANDARD | RED BANKS | MS | PRIMARY | 34.83 | -89.58
39156 | STANDARD | REDWOOD | MS | PRIMARY | 32.5 | -90.79
38767 | PO BOX | RENA LARA | MS | PRIMARY | 34.15 | -90.77
39476 | STANDARD | RICHTON | MS | PRIMARY | 31.34 | -88.94
39157 | STANDARD | RIDGELAND | MS | PRIMARY | 32.42 | -90.13
39158 | PO BOX | RIDGELAND | MS | PRIMARY | 32.42 | -90.13
38865 | STANDARD | RIENZI | MS | PRIMARY | 34.76 | -88.53
38663 | STANDARD | RIPLEY | MS | PRIMARY | 34.72 | -88.94
38664 | STANDARD | ROBINSONVILLE | MS | PRIMARY | 34.81 | -90.31
39159 | STANDARD | ROLLING FORK | MS | PRIMARY | 32.9 | -90.87
38768 | PO BOX | ROME | MS | PRIMARY | 33.93 | -90.52
38769 | STANDARD | ROSEDALE | MS | PRIMARY | 33.85 | -91.03
39356 | STANDARD | ROSE HILL | MS | PRIMARY | 32.13 | -89.01
39661 | STANDARD | ROXIE | MS | PRIMARY | 31.5 | -91.06
38771 | STANDARD | RULEVILLE | MS | PRIMARY | 33.72 | -90.55
39662 | STANDARD | RUTH | MS | PRIMARY | 31.37 | -90.29
39107 | PO BOX | MC ADAMS | MS | PRIMARY | 33.04 | -89.65
39160 | STANDARD | SALLIS | MS | PRIMARY | 33.02 | -89.76
38866 | STANDARD | SALTILLO | MS | PRIMARY | 34.38 | -88.68
39477 | PO BOX | SANDERSVILLE | MS | PRIMARY | 31.78 | -89.03
39161 | PO BOX | SANDHILL | MS | PRIMARY | 32.28 | -89.88
39478 | STANDARD | SANDY HOOK | MS | PRIMARY | 31.03 | -89.8
38665 | STANDARD | SARAH | MS | PRIMARY | 34.6 | -90.12
38666 | STANDARD | SARDIS | MS | PRIMARY | 34.43 | -89.91
39162 | STANDARD | SATARTIA | MS | PRIMARY | 32.67 | -90.54
39574 | STANDARD | SAUCIER | MS | PRIMARY | 30.63 | -89.13
38952 | STANDARD | SCHLATER | MS | PRIMARY | 33.63 | -90.34
38953 | STANDARD | SCOBEY | MS | PRIMARY | 33.93 | -89.88
39358 | STANDARD | SCOOBA | MS | PRIMARY | 32.83 | -88.47
38772 | PO BOX | SCOTT | MS | PRIMARY | 33.59 | -91.07
39359 | PO BOX | SEBASTOPOL | MS | PRIMARY | 32.56 | -89.33
39479 | STANDARD | SEMINARY | MS | PRIMARY | 31.55 | -89.49
38668 | STANDARD | SENATOBIA | MS | PRIMARY | 34.61 | -89.97
38868 | STANDARD | SHANNON | MS | PRIMARY | 34.11 | -88.69
39163 | PO BOX | SHARON | MS | PRIMARY | 32.65 | -89.83
38773 | STANDARD | SHAW | MS | PRIMARY | 33.6 | -90.77
38774 | STANDARD | SHELBY | MS | PRIMARY | 33.95 | -90.76
38869 | PO BOX | SHERMAN | MS | PRIMARY | 34.35 | -88.83
39360 | STANDARD | SHUBUTA | MS | PRIMARY | 31.86 | -88.7
39361 | STANDARD | SHUQUALAK | MS | PRIMARY | 32.97 | -88.56
39165 | PO BOX | SIBLEY | MS | PRIMARY | 31.39 | -91.37
38954 | STANDARD | SIDON | MS | PRIMARY | 33.4 | -90.2
39115 | PO BOX | MIDNIGHT | MS | PRIMARY | 33.06 | -90.56
39166 | STANDARD | SILVER CITY | MS | PRIMARY | 33.09 | -90.49
39663 | STANDARD | SILVER CREEK | MS | PRIMARY | 31.6 | -90
38628 | STANDARD | FALCON | MS | PRIMARY | 34.39 | -90.25
38670 | STANDARD | SLEDGE | MS | PRIMARY | 34.43 | -90.22
39664 | STANDARD | SMITHDALE | MS | PRIMARY | 31.33 | -90.68
38870 | STANDARD | SMITHVILLE | MS | PRIMARY | 34.06 | -88.39
39665 | STANDARD | SONTAG | MS | PRIMARY | 31.65 | -90.18
39480 | STANDARD | SOSO | MS | PRIMARY | 31.75 | -89.27
38671 | STANDARD | SOUTHAVEN | MS | PRIMARY | 34.97 | -89.99
38672 | STANDARD | SOUTHAVEN | MS | PRIMARY | 34.97 | -89.99
39167 | PO BOX | STAR | MS | PRIMARY | 32.12 | -90.13
39759 | STANDARD | STARKVILLE | MS | PRIMARY | 33.45 | -88.82
39760 | PO BOX | STARKVILLE | MS | PRIMARY | 33.45 | -88.82
39362 | STANDARD | STATE LINE | MS | PRIMARY | 31.43 | -88.47
39766 | STANDARD | STEENS | MS | PRIMARY | 33.57 | -88.31
39767 | STANDARD | STEWART | MS | PRIMARY | 33.53 | -89.49
38776 | PO BOX | STONEVILLE | MS | PRIMARY | 33.4 | -90.94
39363 | STANDARD | STONEWALL | MS | PRIMARY | 32.13 | -88.79
39460 | PO BOX | MOSS | MS | PRIMARY | 31.84 | -89.15
39481 | STANDARD | STRINGER | MS | PRIMARY | 31.84 | -89.26
39769 | STANDARD | STURGIS | MS | PRIMARY | 33.34 | -89.04
39666 | STANDARD | SUMMIT | MS | PRIMARY | 31.28 | -90.46
38957 | PO BOX | SUMNER | MS | PRIMARY | 33.96 | -90.36
39482 | STANDARD | SUMRALL | MS | PRIMARY | 31.41 | -89.54
38778 | STANDARD | SUNFLOWER | MS | PRIMARY | 33.54 | -90.53
38959 | PO BOX | SWIFTOWN | MS | PRIMARY | 33.32 | -90.4
38673 | STANDARD | TAYLOR | MS | PRIMARY | 34.27 | -89.58
39168 | STANDARD | TAYLORSVILLE | MS | PRIMARY | 31.83 | -89.43
39169 | STANDARD | TCHULA | MS | PRIMARY | 33.18 | -90.22
39170 | STANDARD | TERRY | MS | PRIMARY | 32.1 | -90.29
38871 | STANDARD | THAXTON | MS | PRIMARY | 34.3 | -89.17
38961 | STANDARD | TILLATOBA | MS | PRIMARY | 33.98 | -89.89
39173 | STANDARD | TINSLEY | MS | PRIMARY | 32.77 | -90.43
38674 | STANDARD | TIPLERSVILLE | MS | PRIMARY | 34.9 | -88.92
38962 | PO BOX | TIPPO | MS | PRIMARY | 33.91 | -90.1
38873 | STANDARD | TISHOMINGO | MS | PRIMARY | 34.63 | -88.22
38874 | PO BOX | TOCCOPOLA | MS | PRIMARY | 34.25 | -89.23
39364 | STANDARD | TOOMSUBA | MS | PRIMARY | 32.43 | -88.46
39174 | PO BOX | TOUGALOO | MS | PRIMARY | 32.39 | -90.15
38875 | PO BOX | TREBLOC | MS | PRIMARY | 33.83 | -88.85
38876 | STANDARD | TREMONT | MS | PRIMARY | 34.23 | -88.24
38676 | STANDARD | TUNICA | MS | PRIMARY | 34.68 | -90.38
38801 | STANDARD | TUPELO | MS | PRIMARY | 34.26 | -88.73
38802 | PO BOX | TUPELO | MS | PRIMARY | 34.26 | -88.73
38803 | PO BOX | TUPELO | MS | PRIMARY | 34.26 | -88.73
38804 | STANDARD | TUPELO | MS | PRIMARY | 34.26 | -88.73
38963 | STANDARD | TUTWILER | MS | PRIMARY | 34.01 | -90.42
39667 | STANDARD | TYLERTOWN | MS | PRIMARY | 31.11 | -90.14
39365 | STANDARD | UNION | MS | PRIMARY | 32.57 | -89.11
39668 | STANDARD | UNION CHURCH | MS | PRIMARY | 31.7 | -90.82
38677 | PO BOX | UNIVERSITY | MS | PRIMARY | 34.36 | -89.59
39175 | STANDARD | UTICA | MS | PRIMARY | 32.1 | -90.62
39176 | STANDARD | VAIDEN | MS | PRIMARY | 33.33 | -89.75
39177 | PO BOX | VALLEY PARK | MS | PRIMARY | 32.57 | -90.86
38964 | STANDARD | VANCE | MS | PRIMARY | 34.08 | -90.3
38877 | PO BOX | VAN VLEET | MS | PRIMARY | 33.97 | -88.91
38878 | STANDARD | VARDAMAN | MS | PRIMARY | 33.88 | -89.17
38879 | PO BOX | VERONA | MS | PRIMARY | 34.19 | -88.71
39180 | STANDARD | VICKSBURG | MS | PRIMARY | 32.32 | -90.87
39181 | PO BOX | VICKSBURG | MS | PRIMARY | 32.32 | -90.87
39182 | PO BOX | VICKSBURG | MS | PRIMARY | 32.32 | -90.87
39183 | STANDARD | VICKSBURG | MS | PRIMARY | 32.32 | -90.87
38679 | PO BOX | VICTORIA | MS | PRIMARY | 34.83 | -89.59
39366 | STANDARD | VOSSBURG | MS | PRIMARY | 31.98 | -88.96
38680 | STANDARD | WALLS | MS | PRIMARY | 34.95 | -90.13
38686 | UNIQUE | WALLS | MS | PRIMARY | 34.95 | -90.13
38683 | STANDARD | WALNUT | MS | PRIMARY | 34.94 | -88.9
39189 | STANDARD | WALNUT GROVE | MS | PRIMARY | 32.59 | -89.45
39771 | STANDARD | WALTHALL | MS | PRIMARY | 33.6 | -89.27
39190 | PO BOX | WASHINGTON | MS | PRIMARY | 31.56 | -91.26
38685 | STANDARD | WATERFORD | MS | PRIMARY | 34.63 | -89.46
38965 | STANDARD | WATER VALLEY | MS | PRIMARY | 34.16 | -89.63
39367 | STANDARD | WAYNESBORO | MS | PRIMARY | 31.67 | -88.64
38780 | PO BOX | WAYSIDE | MS | PRIMARY | 33.26 | -91.02
38966 | STANDARD | WEBB | MS | PRIMARY | 33.94 | -90.34
39772 | STANDARD | WEIR | MS | PRIMARY | 33.26 | -89.28
39191 | STANDARD | WESSON | MS | PRIMARY | 31.7 | -90.39
39192 | STANDARD | WEST | MS | PRIMARY | 33.19 | -89.78
39754 | PO BOX | MONTPELIER | MS | PRIMARY | 33.71 | -88.94
39773 | STANDARD | WEST POINT | MS | PRIMARY | 33.6 | -88.64
38880 | PO BOX | WHEELER | MS | PRIMARY | 34.58 | -88.6
39577 | STANDARD | WIGGINS | MS | PRIMARY | 30.86 | -89.13
38967 | STANDARD | WINONA | MS | PRIMARY | 33.48 | -89.72
38781 | PO BOX | WINSTONVILLE | MS | PRIMARY | 33.91 | -90.75
39776 | STANDARD | WOODLAND | MS | PRIMARY | 33.78 | -89.05
39669 | STANDARD | WOODVILLE | MS | PRIMARY | 31.1 | -91.29
39194 | STANDARD | YAZOO CITY | MS | PRIMARY | 32.86 | -90.4
70510 | STANDARD | ABBEVILLE | LA | PRIMARY | 29.97 | -92.12
70511 | PO BOX | ABBEVILLE | LA | PRIMARY | 29.97 | -92.12
70420 | STANDARD | ABITA SPRINGS | LA | PRIMARY | 30.47 | -90.03
71316 | STANDARD | ACME | LA | PRIMARY | 31.25 | -91.76
70710 | STANDARD | ADDIS | LA | PRIMARY | 30.35 | -91.26
71401 | STANDARD | AIMWELL | LA | PRIMARY | 31.75 | -91.99
70711 | STANDARD | ALBANY | LA | PRIMARY | 30.52 | -90.61
71301 | STANDARD | ALEXANDRIA | LA | PRIMARY | 31.29 | -92.46
71302 | STANDARD | ALEXANDRIA | LA | PRIMARY | 31.29 | -92.46
71303 | STANDARD | ALEXANDRIA | LA | PRIMARY | 31.29 | -92.46
71306 | PO BOX | ALEXANDRIA | LA | PRIMARY | 31.29 | -92.46
71307 | PO BOX | ALEXANDRIA | LA | PRIMARY | 31.29 | -92.46
71309 | PO BOX | ALEXANDRIA | LA | PRIMARY | 31.29 | -92.46
71315 | PO BOX | ALEXANDRIA | LA | PRIMARY | 31.29 | -92.46
70031 | STANDARD | AMA | LA | PRIMARY | 29.85 | -90.28
70340 | PO BOX | AMELIA | LA | PRIMARY | 29.66 | -91.1
70422 | STANDARD | AMITE | LA | PRIMARY | 30.73 | -90.51
71403 | STANDARD | ANACOCO | LA | PRIMARY | 31.25 | -93.34
70426 | STANDARD | ANGIE | LA | PRIMARY | 30.96 | -89.81
70467 | PO BOX | VARNADO | LA | PRIMARY | 30.96 | -89.81
70712 | PO BOX | ANGOLA | LA | PRIMARY | 30.96 | -91.6
70032 | STANDARD | ARABI | LA | PRIMARY | 29.95 | -89.99
71001 | STANDARD | ARCADIA | LA | PRIMARY | 32.55 | -92.92
71218 | PO BOX | ARCHIBALD | LA | PRIMARY | 32.36 | -91.73
70512 | STANDARD | ARNAUDVILLE | LA | PRIMARY | 30.4 | -91.93
71002 | STANDARD | ASHLAND | LA | PRIMARY | 32.11 | -93.11
71003 | STANDARD | ATHENS | LA | PRIMARY | 32.65 | -93.02
71404 | STANDARD | ATLANTA | LA | PRIMARY | 31.8 | -92.73
70513 | PO BOX | AVERY ISLAND | LA | PRIMARY | 29.9 | -91.91
70704 | PO BOX | BAKER | LA | PRIMARY | 30.58 | -91.15
70714 | STANDARD | BAKER | LA | PRIMARY | 30.58 | -91.15
70514 | STANDARD | BALDWIN | LA | PRIMARY | 29.83 | -91.55
71405 | STANDARD | BALL | LA | PRIMARY | 31.41 | -92.41
70036 | STANDARD | BARATARIA | LA | PRIMARY | 29.71 | -90.12
70515 | STANDARD | BASILE | LA | PRIMARY | 30.48 | -92.6
71219 | STANDARD | BASKIN | LA | PRIMARY | 32.25 | -91.74
71220 | STANDARD | BASTROP | LA | PRIMARY | 32.77 | -91.9
71221 | PO BOX | BASTROP | LA | PRIMARY | 32.77 | -91.9
70715 | STANDARD | BATCHELOR | LA | PRIMARY | 30.84 | -91.66
70801 | STANDARD | BATON ROUGE | LA | PRIMARY | 30.44 | -91.12
70802 | STANDARD | BATON ROUGE | LA | PRIMARY | 30.44 | -91.12
70803 | UNIQUE | BATON ROUGE | LA | PRIMARY | 30.44 | -91.12
70804 | PO BOX | BATON ROUGE | LA | PRIMARY | 30.44 | -91.12
70805 | STANDARD | BATON ROUGE | LA | PRIMARY | 30.44 | -91.12
70806 | STANDARD | BATON ROUGE | LA | PRIMARY | 30.44 | -91.12
70807 | STANDARD | BATON ROUGE | LA | PRIMARY | 30.44 | -91.12
70808 | STANDARD | BATON ROUGE | LA | PRIMARY | 30.44 | -91.12
70809 | STANDARD | BATON ROUGE | LA | PRIMARY | 30.44 | -91.12
70810 | STANDARD | BATON ROUGE | LA | PRIMARY | 30.44 | -91.12
70811 | STANDARD | BATON ROUGE | LA | PRIMARY | 30.44 | -91.12
70812 | STANDARD | BATON ROUGE | LA | PRIMARY | 30.44 | -91.12
70813 | UNIQUE | BATON ROUGE | LA | PRIMARY | 30.44 | -91.12
70814 | STANDARD | BATON ROUGE | LA | PRIMARY | 30.44 | -91.12
70815 | STANDARD | BATON ROUGE | LA | PRIMARY | 30.44 | -91.12
70816 | STANDARD | BATON ROUGE | LA | PRIMARY | 30.44 | -91.12
70817 | STANDARD | BATON ROUGE | LA | PRIMARY | 30.44 | -91.12
70818 | STANDARD | BATON ROUGE | LA | PRIMARY | 30.44 | -91.12
70819 | STANDARD | BATON ROUGE | LA | PRIMARY | 30.44 | -91.12
70820 | STANDARD | BATON ROUGE | LA | PRIMARY | 30.44 | -91.12
70821 | PO BOX | BATON ROUGE | LA | PRIMARY | 30.44 | -91.12
70822 | UNIQUE | BATON ROUGE | LA | PRIMARY | 30.44 | -91.12
70823 | UNIQUE | BATON ROUGE | LA | PRIMARY | 30.44 | -91.12
70825 | STANDARD | BATON ROUGE | LA | PRIMARY | 30.44 | -91.12
70826 | PO BOX | BATON ROUGE | LA | PRIMARY | 30.44 | -91.12
70827 | STANDARD | BATON ROUGE | LA | PRIMARY | 30.44 | -91.12
70831 | PO BOX | BATON ROUGE | LA | PRIMARY | 30.44 | -91.12
70833 | UNIQUE | BATON ROUGE | LA | PRIMARY | 30.44 | -91.12
70835 | PO BOX | BATON ROUGE | LA | PRIMARY | 30.44 | -91.12
70836 | STANDARD | BATON ROUGE | LA | PRIMARY | 30.44 | -91.12
70837 | PO BOX | BATON ROUGE | LA | PRIMARY | 30.44 | -91.12
70873 | PO BOX | BATON ROUGE | LA | PRIMARY | 30.45 | -91.18
70874 | PO BOX | BATON ROUGE | LA | PRIMARY | 30.44 | -91.12
70879 | PO BOX | BATON ROUGE | LA | PRIMARY | 30.44 | -91.12
70884 | PO BOX | BATON ROUGE | LA | PRIMARY | 30.44 | -91.12
70891 | UNIQUE | BATON ROUGE | LA | PRIMARY | 30.45 | -91.18
70892 | PO BOX | BATON ROUGE | LA | PRIMARY | 30.44 | -91.12
70893 | PO BOX | BATON ROUGE | LA | PRIMARY | 30.44 | -91.12
70894 | PO BOX | BATON ROUGE | LA | PRIMARY | 30.44 | -91.12
70895 | PO BOX | BATON ROUGE | LA | PRIMARY | 30.44 | -91.12
70896 | PO BOX | BATON ROUGE | LA | PRIMARY | 30.44 | -91.12
70898 | PO BOX | BATON ROUGE | LA | PRIMARY | 30.44 | -91.12
71004 | STANDARD | BELCHER | LA | PRIMARY | 32.75 | -93.83
70630 | STANDARD | BELL CITY | LA | PRIMARY | 30.11 | -92.96
70037 | STANDARD | BELLE CHASSE | LA | PRIMARY | 29.84 | -90
70093 | STANDARD | BELLE CHASSE | LA | PRIMARY | 29.85 | -89.99
70341 | STANDARD | BELLE ROSE | LA | PRIMARY | 30.03 | -91.04
71406 | STANDARD | BELMONT | LA | PRIMARY | 31.71 | -93.49
71407 | STANDARD | BENTLEY | LA | PRIMARY | 31.48 | -92.5
71006 | STANDARD | BENTON | LA | PRIMARY | 32.69 | -93.74
71222 | STANDARD | BERNICE | LA | PRIMARY | 32.82 | -92.65
70342 | STANDARD | BERWICK | LA | PRIMARY | 29.7 | -91.23
71007 | STANDARD | BETHANY | LA | PRIMARY | 32.36 | -93.99
71008 | STANDARD | BIENVILLE | LA | PRIMARY | 32.36 | -92.97
71009 | PO BOX | BLANCHARD | LA | PRIMARY | 32.59 | -93.88
70427 | STANDARD | BOGALUSA | LA | PRIMARY | 30.78 | -89.86
70429 | PO BOX | BOGALUSA | LA | PRIMARY | 30.78 | -89.86
71223 | STANDARD | BONITA | LA | PRIMARY | 32.91 | -91.67
70038 | PO BOX | BOOTHVILLE | LA | PRIMARY | 29.32 | -89.39
71320 | PO BOX | BORDELONVILLE | LA | PRIMARY | 31.1 | -91.9
71111 | STANDARD | BOSSIER CITY | LA | PRIMARY | 32.51 | -93.66
71112 | STANDARD | BOSSIER CITY | LA | PRIMARY | 32.51 | -93.66
71113 | PO BOX | BOSSIER CITY | LA | PRIMARY | 32.51 | -93.66
71171 | PO BOX | BOSSIER CITY | LA | PRIMARY | 32.51 | -93.66
71172 | PO BOX | BOSSIER CITY | LA | PRIMARY | 32.51 | -93.66
70343 | STANDARD | BOURG | LA | PRIMARY | 29.55 | -90.61
70039 | STANDARD | BOUTTE | LA | PRIMARY | 29.89 | -90.39
71409 | STANDARD | BOYCE | LA | PRIMARY | 31.39 | -92.66
71431 | PO BOX | GARDNER | LA | PRIMARY | 31.26 | -92.69
70040 | STANDARD | BRAITHWAITE | LA | PRIMARY | 29.62 | -89.78
70516 | STANDARD | BRANCH | LA | PRIMARY | 30.34 | -92.26
70517 | STANDARD | BREAUX BRIDGE | LA | PRIMARY | 30.27 | -91.9
70718 | PO BOX | BRITTANY | LA | PRIMARY | 30.2 | -90.93
70518 | STANDARD | BROUSSARD | LA | PRIMARY | 30.15 | -91.97
70719 | STANDARD | BRUSLY | LA | PRIMARY | 30.39 | -91.25
71322 | STANDARD | BUNKIE | LA | PRIMARY | 30.95 | -92.18
70041 | STANDARD | BURAS | LA | PRIMARY | 29.34 | -89.49
70431 | STANDARD | BUSH | LA | PRIMARY | 30.6 | -89.9
70519 | PO BOX | CADE | LA | PRIMARY | 30.08 | -91.9
71225 | STANDARD | CALHOUN | LA | PRIMARY | 32.5 | -92.34
71410 | PO BOX | CALVIN | LA | PRIMARY | 31.95 | -92.77
70631 | STANDARD | CAMERON | LA | PRIMARY | 29.79 | -93.29
71411 | STANDARD | CAMPTI | LA | PRIMARY | 31.89 | -93.11
70520 | STANDARD | CARENCRO | LA | PRIMARY | 30.31 | -92.03
70721 | STANDARD | CARVILLE | LA | PRIMARY | 30.22 | -91.1
71016 | STANDARD | CASTOR | LA | PRIMARY | 32.25 | -93.16
70521 | PO BOX | CECILIA | LA | PRIMARY | 30.33 | -91.84
71323 | STANDARD | CENTER POINT | LA | PRIMARY | 31.26 | -92.18
70522 | PO BOX | CENTERVILLE | LA | PRIMARY | 29.76 | -91.42
70043 | STANDARD | CHALMETTE | LA | PRIMARY | 29.94 | -89.96
70044 | PO BOX | CHALMETTE | LA | PRIMARY | 29.94 | -89.96
70523 | PO BOX | CHARENTON | LA | PRIMARY | 29.86 | -91.53
71324 | PO BOX | CHASE | LA | PRIMARY | 32.09 | -91.69
70524 | PO BOX | CHATAIGNIER | LA | PRIMARY | 30.56 | -92.31
71226 | STANDARD | CHATHAM | LA | PRIMARY | 32.3 | -92.45
70344 | STANDARD | CHAUVIN | LA | PRIMARY | 29.44 | -90.59
71325 | STANDARD | CHENEYVILLE | LA | PRIMARY | 31.01 | -92.28
71227 | STANDARD | CHOUDRANT | LA | PRIMARY | 32.53 | -92.51
70525 | STANDARD | CHURCH POINT | LA | PRIMARY | 30.4 | -92.21
71414 | PO BOX | CLARENCE | LA | PRIMARY | 31.82 | -93.02
71415 | PO BOX | CLARKS | LA | PRIMARY | 32.02 | -92.13
71326 | STANDARD | CLAYTON | LA | PRIMARY | 31.72 | -91.53
70722 | STANDARD | CLINTON | LA | PRIMARY | 30.86 | -91.01
71416 | STANDARD | CLOUTIERVILLE | LA | PRIMARY | 31.54 | -92.83
71417 | STANDARD | COLFAX | LA | PRIMARY | 31.51 | -92.7
71229 | STANDARD | COLLINSTON | LA | PRIMARY | 32.68 | -91.87
71418 | STANDARD | COLUMBIA | LA | PRIMARY | 32.1 | -92.07
70723 | STANDARD | CONVENT | LA | PRIMARY | 30.02 | -90.82
70792 | PO BOX | UNCLE SAM | LA | PRIMARY | 30.02 | -90.78
71419 | STANDARD | CONVERSE | LA | PRIMARY | 31.78 | -93.69
71327 | STANDARD | COTTONPORT | LA | PRIMARY | 30.98 | -92.05
71018 | STANDARD | COTTON VALLEY | LA | PRIMARY | 32.81 | -93.42
71019 | STANDARD | COUSHATTA | LA | PRIMARY | 32.02 | -93.34
70433 | STANDARD | COVINGTON | LA | PRIMARY | 30.47 | -90.11
70434 | PO BOX | COVINGTON | LA | PRIMARY | 30.47 | -90.11
70435 | STANDARD | COVINGTON | LA | PRIMARY | 30.47 | -90.11
70632 | STANDARD | CREOLE | LA | PRIMARY | 29.79 | -93.11
70526 | STANDARD | CROWLEY | LA | PRIMARY | 30.21 | -92.37
70527 | PO BOX | CROWLEY | LA | PRIMARY | 30.21 | -92.37
71230 | PO BOX | CROWVILLE | LA | PRIMARY | 32.24 | -91.59
71021 | PO BOX | CULLEN | LA | PRIMARY | 32.97 | -93.44
70345 | STANDARD | CUT OFF | LA | PRIMARY | 29.52 | -90.33
70725 | STANDARD | DARROW | LA | PRIMARY | 30.14 | -90.94
70528 | STANDARD | DELCAMBRE | LA | PRIMARY | 29.95 | -91.98
71232 | STANDARD | DELHI | LA | PRIMARY | 32.45 | -91.48
71233 | PO BOX | DELTA | LA | PRIMARY | 32.32 | -90.92
70706 | STANDARD | DENHAM SPRINGS | LA | PRIMARY | 30.47 | -90.95
70726 | STANDARD | DENHAM SPRINGS | LA | PRIMARY | 30.47 | -90.95
70727 | PO BOX | DENHAM SPRINGS | LA | PRIMARY | 30.47 | -90.95
70633 | STANDARD | DEQUINCY | LA | PRIMARY | 30.37 | -93.4
70634 | STANDARD | DERIDDER | LA | PRIMARY | 30.77 | -93.24
70030 | STANDARD | DES ALLEMANDS | LA | PRIMARY | 29.8 | -90.48
70047 | STANDARD | DESTREHAN | LA | PRIMARY | 29.96 | -90.36
71328 | STANDARD | DEVILLE | LA | PRIMARY | 31.34 | -92.15
71422 | STANDARD | DODSON | LA | PRIMARY | 32.07 | -92.65
70346 | STANDARD | DONALDSONVILLE | LA | PRIMARY | 30.09 | -90.99
70352 | STANDARD | DONNER | LA | PRIMARY | 29.68 | -90.87
71234 | STANDARD | DOWNSVILLE | LA | PRIMARY | 32.62 | -92.41
71023 | STANDARD | DOYLINE | LA | PRIMARY | 32.51 | -93.41
70637 | STANDARD | DRY CREEK | LA | PRIMARY | 30.66 | -93.04
70662 | STANDARD | SUGARTOWN | LA | PRIMARY | 30.83 | -93.01
71423 | STANDARD | DRY PRONG | LA | PRIMARY | 31.57 | -92.52
71235 | STANDARD | DUBACH | LA | PRIMARY | 32.69 | -92.65
71024 | STANDARD | DUBBERLY | LA | PRIMARY | 32.53 | -93.23
70353 | STANDARD | DULAC | LA | PRIMARY | 29.36 | -90.7
70397 | STANDARD | THERIOT | LA | PRIMARY | 29.36 | -91.01
70728 | PO BOX | DUPLESSIS | LA | PRIMARY | 30.29 | -90.93
71329 | PO BOX | DUPONT | LA | PRIMARY | 30.92 | -91.94
70529 | STANDARD | DUSON | LA | PRIMARY | 30.23 | -92.19
71330 | PO BOX | ECHO | LA | PRIMARY | 31.11 | -92.24
70049 | STANDARD | EDGARD | LA | PRIMARY | 30.02 | -90.55
71331 | STANDARD | EFFIE | LA | PRIMARY | 31.21 | -92.15
70531 | STANDARD | EGAN | LA | PRIMARY | 30.23 | -92.5
70638 | PO BOX | ELIZABETH | LA | PRIMARY | 30.86 | -92.79
71424 | STANDARD | ELMER | LA | PRIMARY | 31.18 | -92.67
71051 | STANDARD | ELM GROVE | LA | PRIMARY | 32.34 | -93.49
70532 | STANDARD | ELTON | LA | PRIMARY | 30.48 | -92.69
70050 | PO BOX | EMPIRE | LA | PRIMARY | 29.41 | -89.61
71425 | STANDARD | ENTERPRISE | LA | PRIMARY | 31.89 | -91.88
71237 | STANDARD | EPPS | LA | PRIMARY | 32.6 | -91.47
70533 | STANDARD | ERATH | LA | PRIMARY | 29.95 | -92.03
71238 | STANDARD | EROS | LA | PRIMARY | 32.39 | -92.42
70729 | STANDARD | ERWINVILLE | LA | PRIMARY | 30.53 | -91.4
70534 | PO BOX | ESTHERWOOD | LA | PRIMARY | 30.18 | -92.46
70730 | STANDARD | ETHEL | LA | PRIMARY | 30.81 | -91.11
70535 | STANDARD | EUNICE | LA | PRIMARY | 30.49 | -92.41
70537 | STANDARD | EVANGELINE | LA | PRIMARY | 30.26 | -92.57
70639 | STANDARD | EVANS | LA | PRIMARY | 30.98 | -93.5
71333 | STANDARD | EVERGREEN | LA | PRIMARY | 30.95 | -92.1
71240 | PO BOX | FAIRBANKS | LA | PRIMARY | 32.64 | -92.07
71241 | STANDARD | FARMERVILLE | LA | PRIMARY | 32.77 | -92.4
70640 | PO BOX | FENTON | LA | PRIMARY | 30.36 | -92.91
71334 | STANDARD | FERRIDAY | LA | PRIMARY | 31.63 | -91.55
71426 | PO BOX | FISHER | LA | PRIMARY | 31.49 | -93.46
71427 | STANDARD | FLATWOODS | LA | PRIMARY | 31.4 | -92.86
71428 | PO BOX | FLORA | LA | PRIMARY | 31.58 | -93.11
71429 | STANDARD | FLORIEN | LA | PRIMARY | 31.44 | -93.45
70436 | STANDARD | FLUKER | LA | PRIMARY | 30.82 | -90.53
70437 | STANDARD | FOLSOM | LA | PRIMARY | 30.63 | -90.19
70732 | STANDARD | FORDOCHE | LA | PRIMARY | 30.59 | -91.61
71242 | PO BOX | FOREST | LA | PRIMARY | 32.79 | -91.41
71430 | STANDARD | FOREST HILL | LA | PRIMARY | 31.05 | -92.52
71243 | STANDARD | FORT NECESSITY | LA | PRIMARY | 31.97 | -91.81
70538 | STANDARD | FRANKLIN | LA | PRIMARY | 29.8 | -91.51
70438 | STANDARD | FRANKLINTON | LA | PRIMARY | 30.84 | -90.14
70733 | STANDARD | FRENCH SETTLEMENT | LA | PRIMARY | 30.31 | -90.8
71027 | STANDARD | FRIERSON | LA | PRIMARY | 32.23 | -93.67
70354 | STANDARD | GALLIANO | LA | PRIMARY | 29.43 | -90.3
70540 | PO BOX | GARDEN CITY | LA | PRIMARY | 29.73 | -91.46
70051 | STANDARD | GARYVILLE | LA | PRIMARY | 30.07 | -90.62
70076 | STANDARD | MOUNT AIRY | LA | PRIMARY | 30.06 | -90.64
70734 | STANDARD | GEISMAR | LA | PRIMARY | 30.23 | -91.01
71432 | STANDARD | GEORGETOWN | LA | PRIMARY | 31.75 | -92.38
71028 | STANDARD | GIBSLAND | LA | PRIMARY | 32.53 | -93.05
70356 | STANDARD | GIBSON | LA | PRIMARY | 29.56 | -91.03
71336 | STANDARD | GILBERT | LA | PRIMARY | 32.05 | -91.65
71029 | STANDARD | GILLIAM | LA | PRIMARY | 32.82 | -93.84
71433 | STANDARD | GLENMORA | LA | PRIMARY | 30.97 | -92.58
71030 | STANDARD | GLOSTER | LA | PRIMARY | 32.19 | -93.82
70736 | STANDARD | GLYNN | LA | PRIMARY | 30.63 | -91.33
70357 | STANDARD | GOLDEN MEADOW | LA | PRIMARY | 29.38 | -90.27
71031 | STANDARD | GOLDONNA | LA | PRIMARY | 32.02 | -92.91
70707 | PO BOX | GONZALES | LA | PRIMARY | 30.21 | -90.92
70737 | STANDARD | GONZALES | LA | PRIMARY | 30.21 | -90.92
70738 | PO BOX | BURNSIDE | LA | PRIMARY | 30.23 | -90.93
71434 | PO BOX | GORUM | LA | PRIMARY | 31.44 | -92.94
71245 | STANDARD | GRAMBLING | LA | PRIMARY | 32.52 | -92.71
70052 | STANDARD | GRAMERCY | LA | PRIMARY | 30.05 | -90.69
71032 | STANDARD | GRAND CANE | LA | PRIMARY | 32.08 | -93.8
70643 | STANDARD | GRAND CHENIER | LA | PRIMARY | 29.76 | -92.97
70541 | PO BOX | GRAND COTEAU | LA | PRIMARY | 30.41 | -92.04
70358 | STANDARD | GRAND ISLE | LA | PRIMARY | 29.24 | -89.98
70644 | PO BOX | GRANT | LA | PRIMARY | 30.78 | -92.94
70359 | STANDARD | GRAY | LA | PRIMARY | 29.67 | -90.78
71435 | STANDARD | GRAYSON | LA | PRIMARY | 32.04 | -92.11
70441 | STANDARD | GREENSBURG | LA | PRIMARY | 30.82 | -90.67
70739 | STANDARD | GREENWELL SPRINGS | LA | PRIMARY | 30.52 | -91
71033 | STANDARD | GREENWOOD | LA | PRIMARY | 32.44 | -93.97
70053 | STANDARD | GRETNA | LA | PRIMARY | 29.91 | -90.05
70054 | PO BOX | GRETNA | LA | PRIMARY | 29.91 | -90.05
70056 | STANDARD | GRETNA | LA | PRIMARY | 29.91 | -90.05
70740 | STANDARD | GROSSE TETE | LA | PRIMARY | 30.41 | -91.43
70542 | STANDARD | GUEYDAN | LA | PRIMARY | 30.02 | -92.5
70645 | STANDARD | HACKBERRY | LA | PRIMARY | 29.96 | -93.43
70057 | STANDARD | HAHNVILLE | LA | PRIMARY | 29.97 | -90.42
71034 | STANDARD | HALL SUMMIT | LA | PRIMARY | 32.17 | -93.3
71339 | PO BOX | HAMBURG | LA | PRIMARY | 31.03 | -91.93
70401 | STANDARD | HAMMOND | LA | PRIMARY | 30.5 | -90.46
70402 | UNIQUE | HAMMOND | LA | PRIMARY | 30.5 | -90.46
70403 | STANDARD | HAMMOND | LA | PRIMARY | 30.5 | -90.46
70404 | PO BOX | HAMMOND | LA | PRIMARY | 30.5 | -90.46
71340 | STANDARD | HARRISONBURG | LA | PRIMARY | 31.76 | -91.82
70058 | STANDARD | HARVEY | LA | PRIMARY | 29.88 | -90.06
70059 | PO BOX | HARVEY | LA | PRIMARY | 29.88 | -90.06
71037 | STANDARD | HAUGHTON | LA | PRIMARY | 32.53 | -93.5
70646 | PO BOX | HAYES | LA | PRIMARY | 30.1 | -92.92
71038 | STANDARD | HAYNESVILLE | LA | PRIMARY | 32.96 | -93.13
71039 | STANDARD | HEFLIN | LA | PRIMARY | 32.45 | -93.26
71341 | STANDARD | HESSMER | LA | PRIMARY | 31.05 | -92.12
70743 | PO BOX | HESTER | LA | PRIMARY | 30.03 | -90.75
71438 | STANDARD | HINESTON | LA | PRIMARY | 31.14 | -92.75
71247 | PO BOX | HODGE | LA | PRIMARY | 32.27 | -92.72
70744 | STANDARD | HOLDEN | LA | PRIMARY | 30.58 | -90.67
71040 | STANDARD | HOMER | LA | PRIMARY | 32.79 | -93.05
71439 | STANDARD | HORNBECK | LA | PRIMARY | 31.32 | -93.39
71043 | STANDARD | HOSSTON | LA | PRIMARY | 32.88 | -93.88
70360 | STANDARD | HOUMA | LA | PRIMARY | 29.57 | -90.7
70361 | PO BOX | HOUMA | LA | PRIMARY | 29.57 | -90.7
70363 | STANDARD | HOUMA | LA | PRIMARY | 29.57 | -90.7
70364 | STANDARD | HOUMA | LA | PRIMARY | 29.57 | -90.7
70442 | STANDARD | HUSSER | LA | PRIMARY | 30.7 | -90.32
71044 | STANDARD | IDA | LA | PRIMARY | 33 | -93.89
70443 | STANDARD | INDEPENDENCE | LA | PRIMARY | 30.63 | -90.5
70747 | PO BOX | INNIS | LA | PRIMARY | 30.88 | -91.69
70543 | STANDARD | IOTA | LA | PRIMARY | 30.32 | -92.49
70647 | STANDARD | IOWA | LA | PRIMARY | 30.23 | -93.01
70748 | STANDARD | JACKSON | LA | PRIMARY | 30.83 | -91.21
71045 | STANDARD | JAMESTOWN | LA | PRIMARY | 32.33 | -93.2
70749 | STANDARD | JARREAU | LA | PRIMARY | 30.63 | -91.41
70544 | STANDARD | JEANERETTE | LA | PRIMARY | 29.91 | -91.67
71342 | STANDARD | JENA | LA | PRIMARY | 31.68 | -92.12
70546 | STANDARD | JENNINGS | LA | PRIMARY | 30.22 | -92.65
71249 | PO BOX | JIGGER | LA | PRIMARY | 32.03 | -91.71
71250 | STANDARD | JONES | LA | PRIMARY | 32.94 | -91.55
71251 | STANDARD | JONESBORO | LA | PRIMARY | 32.23 | -92.71
71343 | STANDARD | JONESVILLE | LA | PRIMARY | 31.62 | -91.83
71377 | PO BOX | WILDSVILLE | LA | PRIMARY | 31.65 | -91.6
71440 | PO BOX | JOYCE | LA | PRIMARY | 31.89 | -92.39
70548 | STANDARD | KAPLAN | LA | PRIMARY | 30 | -92.28
71046 | STANDARD | KEATCHIE | LA | PRIMARY | 32.15 | -93.96
71047 | STANDARD | KEITHVILLE | LA | PRIMARY | 32.29 | -93.92
71441 | STANDARD | KELLY | LA | PRIMARY | 32 | -92.14
70062 | STANDARD | KENNER | LA | PRIMARY | 29.99 | -90.24
70063 | PO BOX | KENNER | LA | PRIMARY | 29.99 | -90.24
70064 | PO BOX | KENNER | LA | PRIMARY | 29.99 | -90.24
70065 | STANDARD | KENNER | LA | PRIMARY | 29.99 | -90.24
70097 | PO BOX | KENNER | LA | PRIMARY | 30.03 | -90.24
70444 | STANDARD | KENTWOOD | LA | PRIMARY | 30.93 | -90.51
71253 | PO BOX | KILBOURNE | LA | PRIMARY | 32.99 | -91.31
70648 | STANDARD | KINDER | LA | PRIMARY | 30.48 | -92.84
70371 | PO BOX | KRAEMER | LA | PRIMARY | 29.81 | -90.74
70750 | STANDARD | KROTZ SPRINGS | LA | PRIMARY | 30.53 | -91.75
71443 | STANDARD | KURTHWOOD | LA | PRIMARY | 31.33 | -93.16
70372 | STANDARD | LABADIEVILLE | LA | PRIMARY | 29.82 | -90.95
70650 | PO BOX | LACASSINE | LA | PRIMARY | 30.23 | -92.92
70445 | STANDARD | LACOMBE | LA | PRIMARY | 30.3 | -89.92
70501 | STANDARD | LAFAYETTE | LA | PRIMARY | 30.21 | -92.02
70502 | PO BOX | LAFAYETTE | LA | PRIMARY | 30.21 | -92.02
70503 | STANDARD | LAFAYETTE | LA | PRIMARY | 30.21 | -92.02
70504 | UNIQUE | LAFAYETTE | LA | PRIMARY | 30.21 | -92.02
70505 | PO BOX | LAFAYETTE | LA | PRIMARY | 30.21 | -92.02
70506 | STANDARD | LAFAYETTE | LA | PRIMARY | 30.21 | -92.02
70507 | STANDARD | LAFAYETTE | LA | PRIMARY | 30.21 | -92.02
70508 | STANDARD | LAFAYETTE | LA | PRIMARY | 30.21 | -92.02
70509 | PO BOX | LAFAYETTE | LA | PRIMARY | 30.21 | -92.02
70593 | PO BOX | LAFAYETTE | LA | PRIMARY | 30.21 | -92.02
70596 | PO BOX | LAFAYETTE | LA | PRIMARY | 30.21 | -92.02
70598 | PO BOX | LAFAYETTE | LA | PRIMARY | 30.21 | -92.02
70067 | STANDARD | LAFITTE | LA | PRIMARY | 29.68 | -90.09
70549 | STANDARD | LAKE ARTHUR | LA | PRIMARY | 30.07 | -92.67
70601 | STANDARD | LAKE CHARLES | LA | PRIMARY | 30.21 | -93.2
70602 | PO BOX | LAKE CHARLES | LA | PRIMARY | 30.21 | -93.2
70605 | STANDARD | LAKE CHARLES | LA | PRIMARY | 30.21 | -93.2
70606 | PO BOX | LAKE CHARLES | LA | PRIMARY | 30.21 | -93.2
70607 | STANDARD | LAKE CHARLES | LA | PRIMARY | 30.21 | -93.2
70609 | UNIQUE | LAKE CHARLES | LA | PRIMARY | 30.21 | -93.2
70611 | STANDARD | LAKE CHARLES | LA | PRIMARY | 30.21 | -93.2
70612 | PO BOX | LAKE CHARLES | LA | PRIMARY | 30.21 | -93.2
70615 | STANDARD | LAKE CHARLES | LA | PRIMARY | 30.21 | -93.2
70616 | PO BOX | LAKE CHARLES | LA | PRIMARY | 30.21 | -93.2
70629 | STANDARD | LAKE CHARLES | LA | PRIMARY | 30.21 | -93.2
70752 | STANDARD | LAKELAND | LA | PRIMARY | 30.57 | -91.42
71254 | STANDARD | LAKE PROVIDENCE | LA | PRIMARY | 32.81 | -91.18
70068 | STANDARD | LA PLACE | LA | PRIMARY | 30.12 | -90.46
70069 | PO BOX | LA PLACE | LA | PRIMARY | 30.12 | -90.46
70373 | STANDARD | LAROSE | LA | PRIMARY | 29.57 | -90.37
70550 | PO BOX | LAWTELL | LA | PRIMARY | 30.51 | -92.18
71345 | PO BOX | LEBEAU | LA | PRIMARY | 30.7 | -91.95
70651 | PO BOX | LEBLANC | LA | PRIMARY | 30.5 | -92.94
71346 | STANDARD | LECOMPTE | LA | PRIMARY | 31.08 | -92.39
71446 | STANDARD | LEESVILLE | LA | PRIMARY | 31.13 | -93.27
71459 | STANDARD | FORT POLK | LA | PRIMARY | 31.13 | -93.27
71496 | PO BOX | LEESVILLE | LA | PRIMARY | 31.13 | -93.27
71447 | STANDARD | LENA | LA | PRIMARY | 31.46 | -92.77
70551 | PO BOX | LEONVILLE | LA | PRIMARY | 30.46 | -91.98
70753 | STANDARD | LETTSWORTH | LA | PRIMARY | 30.93 | -91.7
71348 | PO BOX | LIBUSE | LA | PRIMARY | 31.36 | -92.4
71256 | STANDARD | LILLIE | LA | PRIMARY | 32.92 | -92.66
71048 | STANDARD | LISBON | LA | PRIMARY | 32.78 | -92.86
70754 | STANDARD | LIVINGSTON | LA | PRIMARY | 30.5 | -90.74
70755 | STANDARD | LIVONIA | LA | PRIMARY | 30.56 | -91.55
70374 | STANDARD | LOCKPORT | LA | PRIMARY | 29.64 | -90.53
71049 | STANDARD | LOGANSPORT | LA | PRIMARY | 31.97 | -93.99
71050 | PO BOX | LONGSTREET | LA | PRIMARY | 32.09 | -93.95
71448 | PO BOX | LONGLEAF | LA | PRIMARY | 31 | -92.51
70652 | STANDARD | LONGVILLE | LA | PRIMARY | 30.6 | -93.23
70446 | STANDARD | LORANGER | LA | PRIMARY | 30.57 | -90.34
70552 | STANDARD | LOREAUVILLE | LA | PRIMARY | 30.05 | -91.73
70756 | STANDARD | LOTTIE | LA | PRIMARY | 30.55 | -91.64
70070 | STANDARD | LULING | LA | PRIMARY | 29.92 | -90.36
70071 | STANDARD | LUTCHER | LA | PRIMARY | 30.06 | -90.71
70569 | PO BOX | LYDIA | LA | PRIMARY | 29.92 | -91.78
70447 | STANDARD | MADISONVILLE | LA | PRIMARY | 30.39 | -90.16
70554 | STANDARD | MAMOU | LA | PRIMARY | 30.63 | -92.41
70448 | STANDARD | MANDEVILLE | LA | PRIMARY | 30.37 | -90.08
70470 | PO BOX | MANDEVILLE | LA | PRIMARY | 30.37 | -90.08
70471 | STANDARD | MANDEVILLE | LA | PRIMARY | 30.37 | -90.08
71259 | STANDARD | MANGHAM | LA | PRIMARY | 32.3 | -91.78
71052 | STANDARD | MANSFIELD | LA | PRIMARY | 32.03 | -93.7
71350 | STANDARD | MANSURA | LA | PRIMARY | 31.05 | -92.05
71449 | STANDARD | MANY | LA | PRIMARY | 31.56 | -93.47
70757 | STANDARD | MARINGOUIN | LA | PRIMARY | 30.49 | -91.51
71260 | STANDARD | MARION | LA | PRIMARY | 32.89 | -92.23
71351 | STANDARD | MARKSVILLE | LA | PRIMARY | 31.12 | -92.06
70072 | STANDARD | MARRERO | LA | PRIMARY | 29.88 | -90.11
70073 | PO BOX | MARRERO | LA | PRIMARY | 29.88 | -90.11
71450 | STANDARD | MARTHAVILLE | LA | PRIMARY | 31.8 | -93.39
70355 | STANDARD | GHEENS | LA | PRIMARY | 29.69 | -90.49
70375 | STANDARD | MATHEWS | LA | PRIMARY | 29.68 | -90.56
70449 | STANDARD | MAUREPAS | LA | PRIMARY | 30.25 | -90.66
70555 | STANDARD | MAURICE | LA | PRIMARY | 30.1 | -92.12
71452 | STANDARD | MELROSE | LA | PRIMARY | 31.57 | -92.95
71353 | STANDARD | MELVILLE | LA | PRIMARY | 30.69 | -91.74
70075 | STANDARD | MERAUX | LA | PRIMARY | 29.92 | -89.91
70556 | PO BOX | MERMENTAU | LA | PRIMARY | 30.18 | -92.58
71261 | STANDARD | MER ROUGE | LA | PRIMARY | 32.77 | -91.79
70653 | STANDARD | MERRYVILLE | LA | PRIMARY | 30.75 | -93.53
70001 | STANDARD | METAIRIE | LA | PRIMARY | 29.99 | -90.17
70002 | STANDARD | METAIRIE | LA | PRIMARY | 29.99 | -90.17
70003 | STANDARD | METAIRIE | LA | PRIMARY | 29.99 | -90.17
70004 | PO BOX | METAIRIE | LA | PRIMARY | 29.99 | -90.17
70005 | STANDARD | METAIRIE | LA | PRIMARY | 29.99 | -90.17
70006 | STANDARD | METAIRIE | LA | PRIMARY | 29.99 | -90.17
70009 | PO BOX | METAIRIE | LA | PRIMARY | 29.99 | -90.17
70010 | PO BOX | METAIRIE | LA | PRIMARY | 29.99 | -90.17
70011 | PO BOX | METAIRIE | LA | PRIMARY | 29.99 | -90.17
70033 | PO BOX | METAIRIE | LA | PRIMARY | 29.99 | -90.17
70055 | PO BOX | METAIRIE | LA | PRIMARY | 29.99 | -90.17
70060 | UNIQUE | METAIRIE | LA | PRIMARY | 29.99 | -90.17
70558 | PO BOX | MILTON | LA | PRIMARY | 30.1 | -92.07
71055 | STANDARD | MINDEN | LA | PRIMARY | 32.61 | -93.28
71058 | PO BOX | MINDEN | LA | PRIMARY | 32.61 | -93.28
70654 | STANDARD | MITTIE | LA | PRIMARY | 30.7 | -92.9
71201 | STANDARD | MONROE | LA | PRIMARY | 32.51 | -92.08
71202 | STANDARD | MONROE | LA | PRIMARY | 32.51 | -92.08
71203 | STANDARD | MONROE | LA | PRIMARY | 32.51 | -92.08
71207 | PO BOX | MONROE | LA | PRIMARY | 32.51 | -92.08
71209 | UNIQUE | MONROE | LA | PRIMARY | 32.51 | -92.08
71210 | PO BOX | MONROE | LA | PRIMARY | 32.51 | -92.08
71211 | PO BOX | MONROE | LA | PRIMARY | 32.51 | -92.08
71212 | UNIQUE | MONROE | LA | PRIMARY | 32.51 | -92.08
71213 | PO BOX | MONROE | LA | PRIMARY | 32.51 | -92.08
71217 | PO BOX | MONROE | LA | PRIMARY | 32.49 | -92.1
70377 | STANDARD | MONTEGUT | LA | PRIMARY | 29.46 | -90.55
71354 | STANDARD | MONTEREY | LA | PRIMARY | 31.34 | -91.66
71454 | STANDARD | MONTGOMERY | LA | PRIMARY | 31.66 | -92.88
71060 | STANDARD | MOORINGSPORT | LA | PRIMARY | 32.68 | -93.96
71455 | STANDARD | MORA | LA | PRIMARY | 31.36 | -92.93
71355 | STANDARD | MOREAUVILLE | LA | PRIMARY | 31.03 | -91.98
70380 | STANDARD | MORGAN CITY | LA | PRIMARY | 29.7 | -91.19
70381 | PO BOX | MORGAN CITY | LA | PRIMARY | 29.7 | -91.19
70759 | STANDARD | MORGANZA | LA | PRIMARY | 30.73 | -91.59
71356 | STANDARD | MORROW | LA | PRIMARY | 30.82 | -92.01
70559 | STANDARD | MORSE | LA | PRIMARY | 30.12 | -92.49
70450 | STANDARD | MOUNT HERMON | LA | PRIMARY | 30.95 | -90.27
70390 | STANDARD | NAPOLEONVILLE | LA | PRIMARY | 29.93 | -91.02
70451 | PO BOX | NATALBANY | LA | PRIMARY | 30.54 | -90.48
71456 | STANDARD | NATCHEZ | LA | PRIMARY | 31.67 | -93.04
71457 | STANDARD | NATCHITOCHES | LA | PRIMARY | 31.75 | -93.09
71458 | PO BOX | NATCHITOCHES | LA | PRIMARY | 31.75 | -93.09
71497 | UNIQUE | NATCHITOCHES | LA | PRIMARY | 31.75 | -93.09
71460 | PO BOX | NEGREET | LA | PRIMARY | 31.46 | -93.61
71357 | STANDARD | NEWELLTON | LA | PRIMARY | 32.07 | -91.23
70560 | STANDARD | NEW IBERIA | LA | PRIMARY | 30 | -91.81
70562 | PO BOX | NEW IBERIA | LA | PRIMARY | 30 | -91.81
70563 | STANDARD | NEW IBERIA | LA | PRIMARY | 30 | -91.81
71461 | STANDARD | NEW LLANO | LA | PRIMARY | 31.11 | -93.27
70112 | STANDARD | NEW ORLEANS | LA | PRIMARY | 30.06 | -89.93
70113 | STANDARD | NEW ORLEANS | LA | PRIMARY | 30.06 | -89.93
70114 | STANDARD | NEW ORLEANS | LA | PRIMARY | 30.06 | -89.93
70115 | STANDARD | NEW ORLEANS | LA | PRIMARY | 30.06 | -89.93
70116 | STANDARD | NEW ORLEANS | LA | PRIMARY | 30.06 | -89.93
70117 | STANDARD | NEW ORLEANS | LA | PRIMARY | 30.06 | -89.93
70118 | STANDARD | NEW ORLEANS | LA | PRIMARY | 30.06 | -89.93
70119 | STANDARD | NEW ORLEANS | LA | PRIMARY | 30.06 | -89.93
70121 | STANDARD | NEW ORLEANS | LA | PRIMARY | 30.06 | -89.93
70122 | STANDARD | NEW ORLEANS | LA | PRIMARY | 30.06 | -89.93
70123 | STANDARD | NEW ORLEANS | LA | PRIMARY | 30.06 | -89.93
70124 | STANDARD | NEW ORLEANS | LA | PRIMARY | 30.06 | -89.93
70125 | STANDARD | NEW ORLEANS | LA | PRIMARY | 30.06 | -89.93
70126 | STANDARD | NEW ORLEANS | LA | PRIMARY | 30.06 | -89.93
70127 | STANDARD | NEW ORLEANS | LA | PRIMARY | 30.06 | -89.93
70128 | STANDARD | NEW ORLEANS | LA | PRIMARY | 30.06 | -89.93
70129 | STANDARD | NEW ORLEANS | LA | PRIMARY | 30.06 | -89.93
70130 | STANDARD | NEW ORLEANS | LA | PRIMARY | 30.06 | -89.93
70131 | STANDARD | NEW ORLEANS | LA | PRIMARY | 30.06 | -89.93
70139 | STANDARD | NEW ORLEANS | LA | PRIMARY | 30.06 | -89.93
70141 | PO BOX | NEW ORLEANS | LA | PRIMARY | 30.06 | -89.93
70142 | UNIQUE | NEW ORLEANS | LA | PRIMARY | 30.06 | -89.93
70143 | UNIQUE | NEW ORLEANS | LA | PRIMARY | 30.06 | -89.93
70145 | STANDARD | NEW ORLEANS | LA | PRIMARY | 30.06 | -89.93
70146 | STANDARD | NEW ORLEANS | LA | PRIMARY | 30.06 | -89.93
70148 | UNIQUE | NEW ORLEANS | LA | PRIMARY | 30.06 | -89.93
70150 | PO BOX | NEW ORLEANS | LA | PRIMARY | 30.06 | -89.93
70151 | PO BOX | NEW ORLEANS | LA | PRIMARY | 30.06 | -89.93
70152 | PO BOX | NEW ORLEANS | LA | PRIMARY | 30.06 | -89.93
70153 | PO BOX | NEW ORLEANS | LA | PRIMARY | 30.06 | -89.93
70154 | UNIQUE | NEW ORLEANS | LA | PRIMARY | 30.06 | -89.93
70156 | PO BOX | NEW ORLEANS | LA | PRIMARY | 30.06 | -89.93
70157 | PO BOX | NEW ORLEANS | LA | PRIMARY | 30.06 | -89.93
70158 | PO BOX | NEW ORLEANS | LA | PRIMARY | 30.06 | -89.93
70159 | UNIQUE | NEW ORLEANS | LA | PRIMARY | 30.06 | -89.93
70160 | PO BOX | NEW ORLEANS | LA | PRIMARY | 30.06 | -89.93
70161 | PO BOX | NEW ORLEANS | LA | PRIMARY | 30.06 | -89.93
70162 | UNIQUE | NEW ORLEANS | LA | PRIMARY | 30.06 | -89.93
70163 | STANDARD | NEW ORLEANS | LA | PRIMARY | 30.06 | -89.93
70164 | UNIQUE | NEW ORLEANS | LA | PRIMARY | 30.06 | -89.93
70165 | UNIQUE | NEW ORLEANS | LA | PRIMARY | 30.06 | -89.93
70166 | UNIQUE | NEW ORLEANS | LA | PRIMARY | 30.06 | -89.93
70167 | UNIQUE | NEW ORLEANS | LA | PRIMARY | 30.06 | -89.93
70170 | STANDARD | NEW ORLEANS | LA | PRIMARY | 30.06 | -89.93
70172 | PO BOX | NEW ORLEANS | LA | PRIMARY | 30.06 | -89.93
70174 | PO BOX | NEW ORLEANS | LA | PRIMARY | 30.06 | -89.93
70175 | PO BOX | NEW ORLEANS | LA | PRIMARY | 30.06 | -89.93
70176 | PO BOX | NEW ORLEANS | LA | PRIMARY | 30.06 | -89.93
70177 | PO BOX | NEW ORLEANS | LA | PRIMARY | 30.06 | -89.93
70178 | PO BOX | NEW ORLEANS | LA | PRIMARY | 30.06 | -89.93
70179 | PO BOX | NEW ORLEANS | LA | PRIMARY | 30.06 | -89.93
70181 | PO BOX | NEW ORLEANS | LA | PRIMARY | 30.06 | -89.93
70182 | PO BOX | NEW ORLEANS | LA | PRIMARY | 30.06 | -89.93
70183 | PO BOX | NEW ORLEANS | LA | PRIMARY | 30.06 | -89.93
70184 | PO BOX | NEW ORLEANS | LA | PRIMARY | 30.06 | -89.93
70185 | PO BOX | NEW ORLEANS | LA | PRIMARY | 30.06 | -89.93
70186 | PO BOX | NEW ORLEANS | LA | PRIMARY | 30.06 | -89.93
70187 | PO BOX | NEW ORLEANS | LA | PRIMARY | 30.06 | -89.93
70189 | PO BOX | NEW ORLEANS | LA | PRIMARY | 30.06 | -89.93
70190 | PO BOX | NEW ORLEANS | LA | PRIMARY | 30.06 | -89.93
70195 | UNIQUE | NEW ORLEANS | LA | PRIMARY | 30.06 | -89.93
70760 | STANDARD | NEW ROADS | LA | PRIMARY | 30.69 | -91.45
70078 | PO BOX | NEW SARPY | LA | PRIMARY | 29.97 | -90.38
71462 | STANDARD | NOBLE | LA | PRIMARY | 31.69 | -93.68
70079 | STANDARD | NORCO | LA | PRIMARY | 30 | -90.4
70761 | STANDARD | NORWOOD | LA | PRIMARY | 30.96 | -91.1
71463 | STANDARD | OAKDALE | LA | PRIMARY | 30.81 | -92.65
71263 | STANDARD | OAK GROVE | LA | PRIMARY | 32.86 | -91.39
71264 | STANDARD | OAK RIDGE | LA | PRIMARY | 32.62 | -91.77
70655 | STANDARD | OBERLIN | LA | PRIMARY | 30.61 | -92.76
71061 | STANDARD | OIL CITY | LA | PRIMARY | 32.74 | -93.97
71465 | STANDARD | OLLA | LA | PRIMARY | 31.89 | -92.23
70570 | STANDARD | OPELOUSAS | LA | PRIMARY | 30.52 | -92.08
70571 | PO BOX | OPELOUSAS | LA | PRIMARY | 30.52 | -92.08
70762 | STANDARD | OSCAR | LA | PRIMARY | 30.58 | -91.47
71466 | STANDARD | OTIS | LA | PRIMARY | 31.23 | -92.74
70391 | PO BOX | PAINCOURTVILLE | LA | PRIMARY | 29.99 | -91.05
71358 | STANDARD | PALMETTO | LA | PRIMARY | 30.71 | -91.9
70080 | STANDARD | PARADIS | LA | PRIMARY | 29.87 | -90.44
70392 | STANDARD | PATTERSON | LA | PRIMARY | 29.69 | -91.3
70763 | STANDARD | PAULINA | LA | PRIMARY | 30.08 | -90.77
70452 | STANDARD | PEARL RIVER | LA | PRIMARY | 30.37 | -89.74
71063 | STANDARD | PELICAN | LA | PRIMARY | 31.89 | -93.55
70575 | PO BOX | PERRY | LA | PRIMARY | 29.91 | -92.14
70339 | STANDARD | PIERRE PART | LA | PRIMARY | 29.95 | -91.2
70081 | PO BOX | PILOTTOWN | LA | PRIMARY | 29.3 | -89.3
70453 | STANDARD | PINE GROVE | LA | PRIMARY | 30.7 | -90.77
70576 | PO BOX | PINE PRAIRIE | LA | PRIMARY | 30.78 | -92.42
71359 | UNIQUE | PINEVILLE | LA | PRIMARY | 31.33 | -92.41
71360 | STANDARD | PINEVILLE | LA | PRIMARY | 31.33 | -92.41
71361 | PO BOX | PINEVILLE | LA | PRIMARY | 31.33 | -92.41
71266 | STANDARD | PIONEER | LA | PRIMARY | 32.73 | -91.43
70656 | STANDARD | PITKIN | LA | PRIMARY | 30.93 | -92.93
71064 | STANDARD | PLAIN DEALING | LA | PRIMARY | 32.9 | -93.69
70764 | STANDARD | PLAQUEMINE | LA | PRIMARY | 30.28 | -91.24
70765 | PO BOX | PLAQUEMINE | LA | PRIMARY | 30.28 | -91.24
70393 | STANDARD | PLATTENVILLE | LA | PRIMARY | 29.98 | -90.97
71362 | STANDARD | PLAUCHEVILLE | LA | PRIMARY | 30.96 | -91.98
71065 | STANDARD | PLEASANT HILL | LA | PRIMARY | 31.81 | -93.51
70082 | PO BOX | POINTE A LA HACHE | LA | PRIMARY | 29.57 | -89.79
71467 | STANDARD | POLLOCK | LA | PRIMARY | 31.52 | -92.4
70421 | STANDARD | AKERS | LA | PRIMARY | 30.38 | -90.4
70454 | STANDARD | PONCHATOULA | LA | PRIMARY | 30.43 | -90.44
70767 | STANDARD | PORT ALLEN | LA | PRIMARY | 30.45 | -91.2
70577 | STANDARD | PORT BARRE | LA | PRIMARY | 30.55 | -91.95
70083 | STANDARD | PORT SULPHUR | LA | PRIMARY | 29.49 | -89.7
71066 | PO BOX | POWHATAN | LA | PRIMARY | 31.87 | -93.2
70769 | STANDARD | PRAIRIEVILLE | LA | PRIMARY | 30.3 | -90.97
70770 | STANDARD | PRIDE | LA | PRIMARY | 30.69 | -90.97
71067 | STANDARD | PRINCETON | LA | PRIMARY | 32.61 | -93.49
71468 | STANDARD | PROVENCAL | LA | PRIMARY | 31.65 | -93.2
71268 | STANDARD | QUITMAN | LA | PRIMARY | 32.34 | -92.72
70394 | STANDARD | RACELAND | LA | PRIMARY | 29.71 | -90.59
70657 | STANDARD | RAGLEY | LA | PRIMARY | 30.51 | -93.23
70578 | STANDARD | RAYNE | LA | PRIMARY | 30.23 | -92.26
71269 | STANDARD | RAYVILLE | LA | PRIMARY | 32.47 | -91.75
70580 | PO BOX | REDDELL | LA | PRIMARY | 30.67 | -92.42
70658 | STANDARD | REEVES | LA | PRIMARY | 30.51 | -93.04
70084 | STANDARD | RESERVE | LA | PRIMARY | 30.07 | -90.56
71363 | PO BOX | RHINEHART | LA | PRIMARY | 31.64 | -91.99
71068 | STANDARD | RINGGOLD | LA | PRIMARY | 32.32 | -93.28
70581 | STANDARD | ROANOKE | LA | PRIMARY | 30.23 | -92.74
71469 | STANDARD | ROBELINE | LA | PRIMARY | 31.69 | -93.3
70455 | STANDARD | ROBERT | LA | PRIMARY | 30.5 | -90.34
71069 | STANDARD | RODESSA | LA | PRIMARY | 32.97 | -93.99
70772 | STANDARD | ROSEDALE | LA | PRIMARY | 30.44 | -91.45
70456 | STANDARD | ROSELAND | LA | PRIMARY | 30.76 | -90.51
70659 | PO BOX | ROSEPINE | LA | PRIMARY | 30.91 | -93.28
70773 | STANDARD | ROUGON | LA | PRIMARY | 30.59 | -91.37
71365 | PO BOX | RUBY | LA | PRIMARY | 31.33 | -92.23
71270 | STANDARD | RUSTON | LA | PRIMARY | 32.53 | -92.63
71272 | UNIQUE | RUSTON | LA | PRIMARY | 32.53 | -92.63
71273 | PO BOX | RUSTON | LA | PRIMARY | 32.53 | -92.63
70774 | STANDARD | SAINT AMANT | LA | PRIMARY | 30.19 | -90.78
70457 | PO BOX | SAINT BENEDICT | LA | PRIMARY | 30.55 | -90.1
70085 | STANDARD | SAINT BERNARD | LA | PRIMARY | 29.88 | -89.51
70775 | STANDARD | SAINT FRANCISVILLE | LA | PRIMARY | 30.78 | -91.37
70776 | STANDARD | SAINT GABRIEL | LA | PRIMARY | 30.28 | -91.07
70086 | STANDARD | SAINT JAMES | LA | PRIMARY | 29.98 | -90.87
71366 | STANDARD | SAINT JOSEPH | LA | PRIMARY | 31.95 | -91.37
71367 | STANDARD | SAINT LANDRY | LA | PRIMARY | 30.85 | -92.4
70582 | STANDARD | SAINT MARTINVILLE | LA | PRIMARY | 30.12 | -91.83
71471 | PO BOX | SAINT MAURICE | LA | PRIMARY | 31.78 | -92.89
70087 | STANDARD | SAINT ROSE | LA | PRIMARY | 29.95 | -90.31
71070 | STANDARD | SALINE | LA | PRIMARY | 32.16 | -92.97
71071 | STANDARD | SAREPTA | LA | PRIMARY | 32.89 | -93.45
70395 | STANDARD | SCHRIEVER | LA | PRIMARY | 29.73 | -90.82
70583 | STANDARD | SCOTT | LA | PRIMARY | 30.23 | -92.09
71072 | STANDARD | SHONGALOO | LA | PRIMARY | 32.94 | -93.29
71101 | STANDARD | SHREVEPORT | LA | PRIMARY | 32.47 | -93.79
71102 | PO BOX | SHREVEPORT | LA | PRIMARY | 32.47 | -93.79
71103 | STANDARD | SHREVEPORT | LA | PRIMARY | 32.47 | -93.79
71104 | STANDARD | SHREVEPORT | LA | PRIMARY | 32.47 | -93.79
71105 | STANDARD | SHREVEPORT | LA | PRIMARY | 32.47 | -93.79
71106 | STANDARD | SHREVEPORT | LA | PRIMARY | 32.47 | -93.79
71107 | STANDARD | SHREVEPORT | LA | PRIMARY | 32.47 | -93.79
71108 | STANDARD | SHREVEPORT | LA | PRIMARY | 32.47 | -93.79
71109 | STANDARD | SHREVEPORT | LA | PRIMARY | 32.47 | -93.79
71110 | STANDARD | BARKSDALE AFB | LA | PRIMARY | 32.51 | -93.6
71115 | STANDARD | SHREVEPORT | LA | PRIMARY | 32.47 | -93.79
71118 | STANDARD | SHREVEPORT | LA | PRIMARY | 32.47 | -93.79
71119 | STANDARD | SHREVEPORT | LA | PRIMARY | 32.47 | -93.79
71120 | PO BOX | SHREVEPORT | LA | PRIMARY | 32.47 | -93.79
71129 | STANDARD | SHREVEPORT | LA | PRIMARY | 32.47 | -93.79
71130 | PO BOX | SHREVEPORT | LA | PRIMARY | 32.47 | -93.79
71133 | PO BOX | SHREVEPORT | LA | PRIMARY | 32.47 | -93.79
71134 | PO BOX | SHREVEPORT | LA | PRIMARY | 32.47 | -93.79
71135 | PO BOX | SHREVEPORT | LA | PRIMARY | 32.47 | -93.79
71136 | PO BOX | SHREVEPORT | LA | PRIMARY | 32.47 | -93.79
71137 | PO BOX | SHREVEPORT | LA | PRIMARY | 32.47 | -93.79
71138 | PO BOX | SHREVEPORT | LA | PRIMARY | 32.47 | -93.79
71148 | PO BOX | SHREVEPORT | LA | PRIMARY | 32.47 | -93.79
71149 | PO BOX | SHREVEPORT | LA | PRIMARY | 32.47 | -93.79
71150 | PO BOX | SHREVEPORT | LA | PRIMARY | 32.52 | -93.75
71151 | UNIQUE | SHREVEPORT | LA | PRIMARY | 32.47 | -93.79
71152 | UNIQUE | SHREVEPORT | LA | PRIMARY | 32.47 | -93.79
71153 | UNIQUE | SHREVEPORT | LA | PRIMARY | 32.47 | -93.79
71154 | UNIQUE | SHREVEPORT | LA | PRIMARY | 32.47 | -93.79
71156 | UNIQUE | SHREVEPORT | LA | PRIMARY | 32.47 | -93.79
71161 | PO BOX | SHREVEPORT | LA | PRIMARY | 32.47 | -93.79
71162 | PO BOX | SHREVEPORT | LA | PRIMARY | 32.47 | -93.79
71163 | PO BOX | SHREVEPORT | LA | PRIMARY | 32.47 | -93.79
71164 | PO BOX | SHREVEPORT | LA | PRIMARY | 32.47 | -93.79
71165 | PO BOX | SHREVEPORT | LA | PRIMARY | 32.47 | -93.79
71166 | PO BOX | SHREVEPORT | LA | PRIMARY | 32.47 | -93.79
71073 | STANDARD | SIBLEY | LA | PRIMARY | 32.54 | -93.29
71368 | STANDARD | SICILY ISLAND | LA | PRIMARY | 31.84 | -91.65
71472 | STANDARD | SIEPER | LA | PRIMARY | 31.19 | -92.78
71473 | STANDARD | SIKES | LA | PRIMARY | 32.07 | -92.48
71369 | STANDARD | SIMMESPORT | LA | PRIMARY | 30.98 | -91.81
71474 | PO BOX | SIMPSON | LA | PRIMARY | 31.25 | -93.01
71275 | STANDARD | SIMSBORO | LA | PRIMARY | 32.53 | -92.78
70660 | STANDARD | SINGER | LA | PRIMARY | 30.65 | -93.41
71475 | PO BOX | SLAGLE | LA | PRIMARY | 31.2 | -93.12
70777 | STANDARD | SLAUGHTER | LA | PRIMARY | 30.71 | -91.14
70458 | STANDARD | SLIDELL | LA | PRIMARY | 30.28 | -89.77
70459 | PO BOX | SLIDELL | LA | PRIMARY | 30.28 | -89.77
70460 | STANDARD | SLIDELL | LA | PRIMARY | 30.28 | -89.77
70461 | STANDARD | SLIDELL | LA | PRIMARY | 30.28 | -89.77
70469 | PO BOX | SLIDELL | LA | PRIMARY | 30.28 | -89.77
71276 | STANDARD | SONDHEIMER | LA | PRIMARY | 32.57 | -91.25
70778 | STANDARD | SORRENTO | LA | PRIMARY | 30.18 | -90.86
71277 | STANDARD | SPEARSVILLE | LA | PRIMARY | 32.93 | -92.6
70462 | STANDARD | SPRINGFIELD | LA | PRIMARY | 30.42 | -90.54
71075 | STANDARD | SPRINGHILL | LA | PRIMARY | 33 | -93.46
70661 | STANDARD | STARKS | LA | PRIMARY | 30.31 | -93.66
71279 | PO BOX | START | LA | PRIMARY | 32.47 | -91.88
71280 | STANDARD | STERLINGTON | LA | PRIMARY | 32.69 | -92.06
71078 | STANDARD | STONEWALL | LA | PRIMARY | 32.26 | -93.81
70663 | STANDARD | SULPHUR | LA | PRIMARY | 30.22 | -93.35
70664 | PO BOX | SULPHUR | LA | PRIMARY | 30.22 | -93.35
70665 | STANDARD | SULPHUR | LA | PRIMARY | 30.22 | -93.35
71079 | STANDARD | SUMMERFIELD | LA | PRIMARY | 32.93 | -92.8
70463 | PO BOX | SUN | LA | PRIMARY | 30.64 | -89.9
70584 | STANDARD | SUNSET | LA | PRIMARY | 30.4 | -92.06
70780 | STANDARD | SUNSHINE | LA | PRIMARY | 30.29 | -91.17
71281 | PO BOX | SWARTZ | LA | PRIMARY | 32.56 | -91.98
70464 | PO BOX | TALISHEEK | LA | PRIMARY | 30.47 | -89.85
71282 | STANDARD | TALLULAH | LA | PRIMARY | 32.4 | -91.18
71284 | PO BOX | TALLULAH | LA | PRIMARY | 32.4 | -91.18
70465 | PO BOX | TANGIPAHOA | LA | PRIMARY | 30.87 | -90.51
71080 | PO BOX | TAYLOR | LA | PRIMARY | 32.56 | -93.14
70301 | STANDARD | THIBODAUX | LA | PRIMARY | 29.79 | -90.82
70302 | PO BOX | THIBODAUX | LA | PRIMARY | 29.79 | -90.82
70310 | UNIQUE | THIBODAUX | LA | PRIMARY | 29.79 | -90.82
70466 | STANDARD | TICKFAW | LA | PRIMARY | 30.57 | -90.48
71477 | PO BOX | TIOGA | LA | PRIMARY | 31.38 | -92.42
71286 | STANDARD | TRANSYLVANIA | LA | PRIMARY | 32.66 | -91.25
71371 | STANDARD | TROUT | LA | PRIMARY | 31.63 | -92.24
71479 | STANDARD | TULLOS | LA | PRIMARY | 31.82 | -92.32
70782 | PO BOX | TUNICA | LA | PRIMARY | 30.93 | -91.56
70585 | PO BOX | TURKEY CREEK | LA | PRIMARY | 30.87 | -92.41
71480 | PO BOX | URANIA | LA | PRIMARY | 31.86 | -92.29
70090 | STANDARD | VACHERIE | LA | PRIMARY | 29.96 | -90.71
70091 | STANDARD | VENICE | LA | PRIMARY | 29.27 | -89.35
70783 | STANDARD | VENTRESS | LA | PRIMARY | 30.67 | -91.4
71373 | STANDARD | VIDALIA | LA | PRIMARY | 31.56 | -91.44
70586 | STANDARD | VILLE PLATTE | LA | PRIMARY | 30.69 | -92.28
70668 | STANDARD | VINTON | LA | PRIMARY | 30.19 | -93.58
70092 | STANDARD | VIOLET | LA | PRIMARY | 29.89 | -89.89
71082 | STANDARD | VIVIAN | LA | PRIMARY | 32.87 | -93.98
70784 | PO BOX | WAKEFIELD | LA | PRIMARY | 30.88 | -91.35
70785 | STANDARD | WALKER | LA | PRIMARY | 30.48 | -90.86
70589 | STANDARD | WASHINGTON | LA | PRIMARY | 30.61 | -92.05
71375 | STANDARD | WATERPROOF | LA | PRIMARY | 31.8 | -91.38
70786 | PO BOX | WATSON | LA | PRIMARY | 30.57 | -90.95
70591 | STANDARD | WELSH | LA | PRIMARY | 30.23 | -92.81
70669 | STANDARD | WESTLAKE | LA | PRIMARY | 30.25 | -93.25
71291 | STANDARD | WEST MONROE | LA | PRIMARY | 32.51 | -92.14
71292 | STANDARD | WEST MONROE | LA | PRIMARY | 32.51 | -92.14
71294 | PO BOX | WEST MONROE | LA | PRIMARY | 32.51 | -92.14
70094 | STANDARD | WESTWEGO | LA | PRIMARY | 29.9 | -90.14
70096 | PO BOX | WESTWEGO | LA | PRIMARY | 29.9 | -90.14
70787 | PO BOX | WEYANOKE | LA | PRIMARY | 30.96 | -91.44
70788 | STANDARD | WHITE CASTLE | LA | PRIMARY | 30.16 | -91.14
70789 | STANDARD | WILSON | LA | PRIMARY | 30.91 | -91.11
71483 | STANDARD | WINNFIELD | LA | PRIMARY | 31.92 | -92.64
71295 | STANDARD | WINNSBORO | LA | PRIMARY | 32.16 | -91.72
71378 | STANDARD | WISNER | LA | PRIMARY | 31.98 | -91.65
71485 | STANDARD | WOODWORTH | LA | PRIMARY | 31.15 | -92.5
70592 | STANDARD | YOUNGSVILLE | LA | PRIMARY | 30.09 | -91.99
70791 | STANDARD | ZACHARY | LA | PRIMARY | 30.66 | -91.15
71486 | STANDARD | ZWOLLE | LA | PRIMARY | 31.64 | -93.61
72001 | STANDARD | ADONA | AR | PRIMARY | 35.04 | -92.89
72002 | STANDARD | ALEXANDER | AR | PRIMARY | 34.63 | -92.44
72410 | STANDARD | ALICIA | AR | PRIMARY | 35.89 | -91.08
72820 | PO BOX | ALIX | AR | PRIMARY | 35.42 | -93.72
71820 | PO BOX | ALLEENE | AR | PRIMARY | 33.66 | -94.14
72921 | STANDARD | ALMA | AR | PRIMARY | 35.48 | -94.22
72003 | STANDARD | ALMYRA | AR | PRIMARY | 34.4 | -91.41
72611 | STANDARD | ALPENA | AR | PRIMARY | 36.29 | -93.29
72004 | STANDARD | ALTHEIMER | AR | PRIMARY | 34.31 | -91.84
72821 | STANDARD | ALTUS | AR | PRIMARY | 35.44 | -93.76
72005 | STANDARD | AMAGON | AR | PRIMARY | 35.56 | -91.11
71920 | STANDARD | ALPINE | AR | PRIMARY | 34.24 | -93.36
71921 | STANDARD | AMITY | AR | PRIMARY | 34.26 | -93.46
71922 | PO BOX | ANTOINE | AR | PRIMARY | 34.03 | -93.42
71923 | STANDARD | ARKADELPHIA | AR | PRIMARY | 34.12 | -93.07
71998 | UNIQUE | ARKADELPHIA | AR | PRIMARY | 34.12 | -93.07
71999 | UNIQUE | ARKADELPHIA | AR | PRIMARY | 34.12 | -93.07
71630 | PO BOX | ARKANSAS CITY | AR | PRIMARY | 33.6 | -91.2
72310 | PO BOX | ARMOREL | AR | PRIMARY | 35.91 | -89.74
71822 | STANDARD | ASHDOWN | AR | PRIMARY | 33.67 | -94.12
72513 | STANDARD | ASH FLAT | AR | PRIMARY | 36.22 | -91.6
72823 | STANDARD | ATKINS | AR | PRIMARY | 35.24 | -92.94
72311 | PO BOX | AUBREY | AR | PRIMARY | 34.71 | -90.89
72006 | STANDARD | AUGUSTA | AR | PRIMARY | 35.28 | -91.36
72007 | STANDARD | AUSTIN | AR | PRIMARY | 34.99 | -91.98
72711 | PO BOX | AVOCA | AR | PRIMARY | 36.39 | -94.07
72010 | STANDARD | BALD KNOB | AR | PRIMARY | 35.3 | -91.57
71631 | STANDARD | BANKS | AR | PRIMARY | 33.57 | -92.26
72312 | PO BOX | BARTON | AR | PRIMARY | 34.59 | -90.79
72313 | PO BOX | BASSETT | AR | PRIMARY | 35.53 | -90.13
72501 | STANDARD | BATESVILLE | AR | PRIMARY | 35.76 | -91.62
72503 | PO BOX | BATESVILLE | AR | PRIMARY | 35.76 | -91.62
72522 | STANDARD | CHARLOTTE | AR | PRIMARY | 35.84 | -91.36
72011 | STANDARD | BAUXITE | AR | PRIMARY | 34.55 | -92.52
72411 | STANDARD | BAY | AR | PRIMARY | 35.74 | -90.55
71720 | STANDARD | BEARDEN | AR | PRIMARY | 33.72 | -92.61
72613 | PO BOX | BEAVER | AR | PRIMARY | 36.47 | -93.77
72012 | STANDARD | BEEBE | AR | PRIMARY | 35.07 | -91.89
72013 | STANDARD | BEE BRANCH | AR | PRIMARY | 35.42 | -92.41
72412 | STANDARD | BEECH GROVE | AR | PRIMARY | 36.16 | -90.61
72014 | PO BOX | BEEDEVILLE | AR | PRIMARY | 35.42 | -91.1
71721 | PO BOX | BEIRNE | AR | PRIMARY | 33.85 | -93.19
72824 | STANDARD | BELLEVILLE | AR | PRIMARY | 35.09 | -93.44
71823 | PO BOX | BEN LOMOND | AR | PRIMARY | 33.83 | -94.11
72015 | STANDARD | BENTON | AR | PRIMARY | 34.56 | -92.57
72018 | PO BOX | BENTON | AR | PRIMARY | 34.56 | -92.57
72019 | STANDARD | BENTON | AR | PRIMARY | 34.61 | -92.65
72022 | STANDARD | BRYANT | AR | PRIMARY | 34.61 | -92.49
72158 | PO BOX | BENTON | AR | PRIMARY | 34.56 | -92.57
72712 | STANDARD | BENTONVILLE | AR | PRIMARY | 36.36 | -94.2
72714 | STANDARD | BELLA VISTA | AR | PRIMARY | 36.46 | -94.29
72715 | STANDARD | BELLA VISTA | AR | PRIMARY | 36.46 | -94.29
72716 | UNIQUE | BENTONVILLE | AR | PRIMARY | 36.36 | -94.2
72615 | PO BOX | BERGMAN | AR | PRIMARY | 36.31 | -93.01
72616 | STANDARD | BERRYVILLE | AR | PRIMARY | 36.37 | -93.56
72016 | STANDARD | BIGELOW | AR | PRIMARY | 34.99 | -92.63
72413 | STANDARD | BIGGERS | AR | PRIMARY | 36.33 | -90.8
72017 | STANDARD | BISCOE | AR | PRIMARY | 34.83 | -91.53
71929 | STANDARD | BISMARCK | AR | PRIMARY | 34.33 | -93.19
72414 | STANDARD | BLACK OAK | AR | PRIMARY | 35.83 | -90.36
72415 | STANDARD | BLACK ROCK | AR | PRIMARY | 36.1 | -91.1
71825 | STANDARD | BLEVINS | AR | PRIMARY | 33.87 | -93.57
72826 | PO BOX | BLUE MOUNTAIN | AR | PRIMARY | 35.13 | -93.71
71722 | STANDARD | BLUFF CITY | AR | PRIMARY | 33.71 | -93.13
72827 | STANDARD | BLUFFTON | AR | PRIMARY | 34.89 | -93.59
72315 | STANDARD | BLYTHEVILLE | AR | PRIMARY | 35.93 | -89.92
72316 | PO BOX | BLYTHEVILLE | AR | PRIMARY | 35.93 | -89.92
72319 | PO BOX | GOSNELL | AR | PRIMARY | 35.96 | -89.97
71932 | PO BOX | BOARD CAMP | AR | PRIMARY | 34.54 | -94.1
72926 | STANDARD | BOLES | AR | PRIMARY | 34.71 | -94.02
71933 | STANDARD | BONNERDALE | AR | PRIMARY | 34.34 | -93.31
72416 | STANDARD | BONO | AR | PRIMARY | 35.91 | -90.79
72927 | STANDARD | BOONEVILLE | AR | PRIMARY | 35.13 | -93.91
72020 | STANDARD | BRADFORD | AR | PRIMARY | 35.42 | -91.45
71826 | STANDARD | BRADLEY | AR | PRIMARY | 33.09 | -93.65
72928 | STANDARD | BRANCH | AR | PRIMARY | 35.3 | -93.95
72320 | STANDARD | BRICKEYS | AR | PRIMARY | 34.85 | -90.58
72021 | STANDARD | BRINKLEY | AR | PRIMARY | 34.88 | -91.18
72517 | STANDARD | BROCKWELL | AR | PRIMARY | 36.13 | -91.96
72417 | STANDARD | BROOKLAND | AR | PRIMARY | 35.9 | -90.58
72089 | PO BOX | BRYANT | AR | PRIMARY | 34.61 | -92.49
71827 | STANDARD | BUCKNER | AR | PRIMARY | 33.35 | -93.43
72619 | STANDARD | BULL SHOALS | AR | PRIMARY | 36.37 | -92.58
72321 | PO BOX | BURDETTE | AR | PRIMARY | 35.81 | -89.94
72023 | STANDARD | CABOT | AR | PRIMARY | 34.96 | -92.02
71935 | STANDARD | CADDO GAP | AR | PRIMARY | 34.41 | -93.64
72322 | PO BOX | CALDWELL | AR | PRIMARY | 35.07 | -90.81
71828 | PO BOX | CALE | AR | PRIMARY | 33.62 | -93.23
72519 | STANDARD | CALICO ROCK | AR | PRIMARY | 36.12 | -92.13
71724 | PO BOX | CALION | AR | PRIMARY | 33.32 | -92.53
71701 | STANDARD | CAMDEN | AR | PRIMARY | 33.56 | -92.84
71711 | PO BOX | CAMDEN | AR | PRIMARY | 33.56 | -92.84
72520 | STANDARD | CAMP | AR | PRIMARY | 36.39 | -91.72
72717 | STANDARD | CANEHILL | AR | PRIMARY | 35.91 | -94.4
72419 | STANDARD | CARAWAY | AR | PRIMARY | 35.75 | -90.33
72024 | STANDARD | CARLISLE | AR | PRIMARY | 34.78 | -91.74
71725 | STANDARD | CARTHAGE | AR | PRIMARY | 34.07 | -92.55
72025 | STANDARD | CASA | AR | PRIMARY | 35.02 | -93.04
72421 | STANDARD | CASH | AR | PRIMARY | 35.79 | -90.93
72026 | STANDARD | CASSCOE | AR | PRIMARY | 34.45 | -91.32
72521 | STANDARD | CAVE CITY | AR | PRIMARY | 35.94 | -91.54
72718 | STANDARD | CAVE SPRINGS | AR | PRIMARY | 36.26 | -94.22
72930 | STANDARD | CECIL | AR | PRIMARY | 35.43 | -93.95
72932 | STANDARD | CEDARVILLE | AR | PRIMARY | 35.57 | -94.37
72027 | STANDARD | CENTER RIDGE | AR | PRIMARY | 35.4 | -92.56
72719 | STANDARD | CENTERTON | AR | PRIMARY | 36.36 | -94.28
72829 | PO BOX | CENTERVILLE | AR | PRIMARY | 35.08 | -93.17
72933 | STANDARD | CHARLESTON | AR | PRIMARY | 35.29 | -94.04
72324 | STANDARD | CHERRY VALLEY | AR | PRIMARY | 35.4 | -90.75
72934 | STANDARD | CHESTER | AR | PRIMARY | 35.67 | -94.17
71726 | STANDARD | CHIDESTER | AR | PRIMARY | 33.69 | -93.01
72028 | PO BOX | CHOCTAW | AR | PRIMARY | 35.51 | -92.42
72029 | STANDARD | CLARENDON | AR | PRIMARY | 34.69 | -91.3
72325 | PO BOX | CLARKEDALE | AR | PRIMARY | 35.32 | -90.24
72623 | STANDARD | CLARKRIDGE | AR | PRIMARY | 36.45 | -92.34
72830 | STANDARD | CLARKSVILLE | AR | PRIMARY | 35.45 | -93.47
72030 | STANDARD | CLEVELAND | AR | PRIMARY | 35.36 | -92.7
72031 | STANDARD | CLINTON | AR | PRIMARY | 35.58 | -92.45
72832 | STANDARD | COAL HILL | AR | PRIMARY | 35.43 | -93.66
72053 | PO BOX | COLLEGE STATION | AR | PRIMARY | 34.65 | -92.24
72326 | STANDARD | COLT | AR | PRIMARY | 35.13 | -90.81
71831 | STANDARD | COLUMBUS | AR | PRIMARY | 33.75 | -93.82
72721 | STANDARD | COMBS | AR | PRIMARY | 35.81 | -93.83
72624 | STANDARD | COMPTON | AR | PRIMARY | 36.08 | -93.3
72523 | STANDARD | CONCORD | AR | PRIMARY | 35.66 | -91.84
72032 | STANDARD | CONWAY | AR | PRIMARY | 35.08 | -92.45
72033 | PO BOX | CONWAY | AR | PRIMARY | 35.08 | -92.45
72034 | STANDARD | CONWAY | AR | PRIMARY | 35.05 | -92.5
72035 | UNIQUE | CONWAY | AR | PRIMARY | 35.08 | -92.45
72524 | STANDARD | CORD | AR | PRIMARY | 35.8 | -91.3
72422 | STANDARD | CORNING | AR | PRIMARY | 36.41 | -90.58
72626 | STANDARD | COTTER | AR | PRIMARY | 36.28 | -92.52
72036 | STANDARD | COTTON PLANT | AR | PRIMARY | 35 | -91.25
71937 | STANDARD | COVE | AR | PRIMARY | 34.43 | -94.4
72037 | PO BOX | COY | AR | PRIMARY | 34.54 | -91.86
72327 | STANDARD | CRAWFORDSVILLE | AR | PRIMARY | 35.22 | -90.32
72038 | STANDARD | CROCKETTS BLUFF | AR | PRIMARY | 34.41 | -91.22
71635 | STANDARD | CROSSETT | AR | PRIMARY | 33.12 | -91.96
72328 | PO BOX | CRUMROD | AR | PRIMARY | 34.15 | -90.98
71728 | PO BOX | CURTIS | AR | PRIMARY | 34.01 | -92.99
72526 | PO BOX | CUSHMAN | AR | PRIMARY | 35.86 | -91.77
72039 | STANDARD | DAMASCUS | AR | PRIMARY | 35.36 | -92.4
72833 | STANDARD | DANVILLE | AR | PRIMARY | 35.05 | -93.39
72834 | STANDARD | DARDANELLE | AR | PRIMARY | 35.22 | -93.16
72424 | PO BOX | DATTO | AR | PRIMARY | 36.39 | -90.72
72722 | STANDARD | DECATUR | AR | PRIMARY | 36.33 | -94.45
72628 | STANDARD | DEER | AR | PRIMARY | 35.84 | -93.35
72425 | STANDARD | DELAPLAINE | AR | PRIMARY | 36.23 | -90.72
72835 | STANDARD | DELAWARE | AR | PRIMARY | 35.23 | -93.44
71940 | STANDARD | DELIGHT | AR | PRIMARY | 34.02 | -93.5
72426 | PO BOX | DELL | AR | PRIMARY | 35.85 | -90.03
72629 | STANDARD | DENNARD | AR | PRIMARY | 35.72 | -92.58
71832 | STANDARD | DE QUEEN | AR | PRIMARY | 34.04 | -94.34
71638 | STANDARD | DERMOTT | AR | PRIMARY | 33.52 | -91.43
72040 | STANDARD | DES ARC | AR | PRIMARY | 34.97 | -91.5
72527 | STANDARD | DESHA | AR | PRIMARY | 35.73 | -91.67
72041 | STANDARD | DE VALLS BLUFF | AR | PRIMARY | 34.78 | -91.46
72042 | STANDARD | DE WITT | AR | PRIMARY | 34.28 | -91.33
72043 | PO BOX | DIAZ | AR | PRIMARY | 35.64 | -91.25
71833 | STANDARD | DIERKS | AR | PRIMARY | 34.12 | -94.01
71834 | STANDARD | DODDRIDGE | AR | PRIMARY | 33.11 | -93.95
72648 | STANDARD | MARBLE FALLS | AR | PRIMARY | 36.08 | -93.15
72528 | STANDARD | DOLPH | AR | PRIMARY | 36.22 | -92.1
71941 | STANDARD | DONALDSON | AR | PRIMARY | 34.2 | -92.93
72837 | STANDARD | DOVER | AR | PRIMARY | 35.4 | -93.11
72530 | STANDARD | DRASCO | AR | PRIMARY | 35.66 | -91.93
72329 | PO BOX | DRIVER | AR | PRIMARY | 35.54 | -89.95
71639 | STANDARD | DUMAS | AR | PRIMARY | 33.88 | -91.48
72935 | PO BOX | DYER | AR | PRIMARY | 35.49 | -94.13
72330 | STANDARD | DYESS | AR | PRIMARY | 35.58 | -90.21
72331 | STANDARD | EARLE | AR | PRIMARY | 35.27 | -90.46
72044 | STANDARD | EDGEMONT | AR | PRIMARY | 35.64 | -92.19
72332 | PO BOX | EDMONDSON | AR | PRIMARY | 35.1 | -90.3
72427 | PO BOX | EGYPT | AR | PRIMARY | 35.86 | -90.95
72333 | STANDARD | ELAINE | AR | PRIMARY | 34.3 | -90.85
71730 | STANDARD | EL DORADO | AR | PRIMARY | 33.21 | -92.66
71731 | PO BOX | EL DORADO | AR | PRIMARY | 33.21 | -92.66
72531 | STANDARD | ELIZABETH | AR | PRIMARY | 36.31 | -92.09
72727 | STANDARD | ELKINS | AR | PRIMARY | 36.01 | -94.02
72728 | PO BOX | ELM SPRINGS | AR | PRIMARY | 36.2 | -94.21
72045 | STANDARD | EL PASO | AR | PRIMARY | 35.12 | -92.07
71740 | STANDARD | EMERSON | AR | PRIMARY | 33.09 | -93.19
71835 | STANDARD | EMMET | AR | PRIMARY | 33.72 | -93.46
72046 | STANDARD | ENGLAND | AR | PRIMARY | 34.54 | -91.96
72047 | STANDARD | ENOLA | AR | PRIMARY | 35.2 | -92.2
72048 | STANDARD | ETHEL | AR | PRIMARY | 34.19 | -91.13
72428 | STANDARD | ETOWAH | AR | PRIMARY | 35.71 | -90.19
71640 | STANDARD | EUDORA | AR | PRIMARY | 33.11 | -91.26
72631 | STANDARD | EUREKA SPRINGS | AR | PRIMARY | 36.39 | -93.73
72632 | STANDARD | EUREKA SPRINGS | AR | PRIMARY | 36.39 | -93.73
72729 | STANDARD | EVANSVILLE | AR | PRIMARY | 35.8 | -94.47
72532 | STANDARD | EVENING SHADE | AR | PRIMARY | 36.07 | -91.62
72633 | STANDARD | EVERTON | AR | PRIMARY | 36.15 | -92.9
72730 | STANDARD | FARMINGTON | AR | PRIMARY | 36.04 | -94.24
72701 | STANDARD | FAYETTEVILLE | AR | PRIMARY | 36.07 | -94.15
72702 | PO BOX | FAYETTEVILLE | AR | PRIMARY | 36.07 | -94.15
72703 | STANDARD | FAYETTEVILLE | AR | PRIMARY | 36.07 | -94.15
72704 | STANDARD | FAYETTEVILLE | AR | PRIMARY | 36.07 | -94.15
72741 | PO BOX | JOHNSON | AR | PRIMARY | 36.13 | -94.17
72429 | STANDARD | FISHER | AR | PRIMARY | 35.49 | -90.97
72634 | STANDARD | FLIPPIN | AR | PRIMARY | 36.27 | -92.59
72534 | STANDARD | FLORAL | AR | PRIMARY | 35.61 | -91.73
71742 | STANDARD | FORDYCE | AR | PRIMARY | 33.81 | -92.41
71836 | STANDARD | FOREMAN | AR | PRIMARY | 33.71 | -94.39
72335 | STANDARD | FORREST CITY | AR | PRIMARY | 35.01 | -90.78
72336 | PO BOX | FORREST CITY | AR | PRIMARY | 35.01 | -90.78
72901 | STANDARD | FORT SMITH | AR | PRIMARY | 35.36 | -94.38
72902 | PO BOX | FORT SMITH | AR | PRIMARY | 35.36 | -94.38
72903 | STANDARD | FORT SMITH | AR | PRIMARY | 35.36 | -94.38
72904 | STANDARD | FORT SMITH | AR | PRIMARY | 35.36 | -94.38
72905 | UNIQUE | FORT SMITH | AR | PRIMARY | 35.36 | -94.38
72906 | PO BOX | FORT SMITH | AR | PRIMARY | 35.36 | -94.38
72908 | STANDARD | FORT SMITH | AR | PRIMARY | 35.36 | -94.38
72913 | PO BOX | FORT SMITH | AR | PRIMARY | 35.36 | -94.38
72914 | PO BOX | FORT SMITH | AR | PRIMARY | 35.36 | -94.38
72916 | STANDARD | FORT SMITH | AR | PRIMARY | 35.36 | -94.38
72917 | PO BOX | FORT SMITH | AR | PRIMARY | 35.36 | -94.38
72918 | PO BOX | FORT SMITH | AR | PRIMARY | 35.36 | -94.38
72919 | UNIQUE | FORT SMITH | AR | PRIMARY | 35.36 | -94.38
72923 | STANDARD | BARLING | AR | PRIMARY | 35.32 | -94.3
71837 | STANDARD | FOUKE | AR | PRIMARY | 33.26 | -93.88
71642 | STANDARD | FOUNTAIN HILL | AR | PRIMARY | 33.35 | -91.85
72051 | STANDARD | FOX | AR | PRIMARY | 35.76 | -92.3
72512 | STANDARD | HORSESHOE BEND | AR | PRIMARY | 36.22 | -91.74
72536 | STANDARD | FRANKLIN | AR | PRIMARY | 36.17 | -91.77
72338 | STANDARD | FRENCHMANS BAYOU | AR | PRIMARY | 35.46 | -90.05
71942 | PO BOX | FRIENDSHIP | AR | PRIMARY | 34.22 | -93
71838 | STANDARD | FULTON | AR | PRIMARY | 33.61 | -93.81
72537 | STANDARD | GAMALIEL | AR | PRIMARY | 36.46 | -92.2
72732 | STANDARD | GARFIELD | AR | PRIMARY | 36.45 | -93.96
71839 | STANDARD | GARLAND CITY | AR | PRIMARY | 33.31 | -93.75
72052 | PO BOX | GARNER | AR | PRIMARY | 35.13 | -91.78
72635 | STANDARD | GASSVILLE | AR | PRIMARY | 36.28 | -92.49
72733 | PO BOX | GATEWAY | AR | PRIMARY | 36.48 | -93.93
71840 | PO BOX | GENOA | AR | PRIMARY | 33.38 | -93.91
72734 | STANDARD | GENTRY | AR | PRIMARY | 36.26 | -94.48
72538 | STANDARD | GEPP | AR | PRIMARY | 36.44 | -92.09
72636 | PO BOX | GILBERT | AR | PRIMARY | 35.99 | -92.71
72055 | STANDARD | GILLETT | AR | PRIMARY | 34.11 | -91.37
71841 | STANDARD | GILLHAM | AR | PRIMARY | 34.16 | -94.31
72339 | PO BOX | GILMORE | AR | PRIMARY | 35.41 | -90.27
72539 | STANDARD | GLENCOE | AR | PRIMARY | 36.29 | -91.77
71943 | STANDARD | GLENWOOD | AR | PRIMARY | 34.33 | -93.54
72340 | PO BOX | GOODWIN | AR | PRIMARY | 34.96 | -90.99
72735 | PO BOX | GOSHEN | AR | PRIMARY | 36.1 | -94
71643 | STANDARD | GOULD | AR | PRIMARY | 33.98 | -91.56
71644 | STANDARD | GRADY | AR | PRIMARY | 34.07 | -91.69
71944 | STANDARD | GRANNIS | AR | PRIMARY | 34.24 | -94.32
72057 | STANDARD | GRAPEVINE | AR | PRIMARY | 34.11 | -92.3
72838 | STANDARD | GRAVELLY | AR | PRIMARY | 34.89 | -93.67
72736 | STANDARD | GRAVETTE | AR | PRIMARY | 36.42 | -94.45
72058 | STANDARD | GREENBRIER | AR | PRIMARY | 35.22 | -92.38
72638 | STANDARD | GREEN FOREST | AR | PRIMARY | 36.33 | -93.42
72737 | PO BOX | GREENLAND | AR | PRIMARY | 36 | -94.18
72430 | STANDARD | GREENWAY | AR | PRIMARY | 36.34 | -90.22
72936 | STANDARD | GREENWOOD | AR | PRIMARY | 35.21 | -94.23
72059 | PO BOX | GREGORY | AR | PRIMARY | 35.14 | -91.39
72060 | STANDARD | GRIFFITHVILLE | AR | PRIMARY | 35.12 | -91.64
72431 | PO BOX | GRUBBS | AR | PRIMARY | 35.65 | -91.07
72540 | STANDARD | GUION | AR | PRIMARY | 35.92 | -91.94
71743 | STANDARD | GURDON | AR | PRIMARY | 33.91 | -93.14
72061 | STANDARD | GUY | AR | PRIMARY | 35.32 | -92.33
72937 | STANDARD | HACKETT | AR | PRIMARY | 35.18 | -94.41
72839 | STANDARD | HAGARVILLE | AR | PRIMARY | 35.52 | -93.33
71646 | STANDARD | HAMBURG | AR | PRIMARY | 33.22 | -91.79
71744 | STANDARD | HAMPTON | AR | PRIMARY | 33.53 | -92.46
72525 | PO BOX | CHEROKEE VILLAGE | AR | PRIMARY | 36.3 | -91.53
72529 | STANDARD | CHEROKEE VILLAGE | AR | PRIMARY | 36.3 | -91.53
72542 | STANDARD | HARDY | AR | PRIMARY | 36.32 | -91.48
71745 | PO BOX | HARRELL | AR | PRIMARY | 33.51 | -92.4
72617 | STANDARD | BIG FLAT | AR | PRIMARY | 36 | -92.4
72639 | STANDARD | HARRIET | AR | PRIMARY | 35.98 | -92.49
72432 | STANDARD | HARRISBURG | AR | PRIMARY | 35.56 | -90.72
72601 | STANDARD | HARRISON | AR | PRIMARY | 36.24 | -93.11
72602 | PO BOX | HARRISON | AR | PRIMARY | 36.24 | -93.11
72938 | STANDARD | HARTFORD | AR | PRIMARY | 35.02 | -94.37
72840 | STANDARD | HARTMAN | AR | PRIMARY | 35.43 | -93.61
72841 | STANDARD | HARVEY | AR | PRIMARY | 34.86 | -93.76
72640 | STANDARD | HASTY | AR | PRIMARY | 36.01 | -93.04
71945 | STANDARD | HATFIELD | AR | PRIMARY | 34.48 | -94.37
72063 | STANDARD | HATTIEVILLE | AR | PRIMARY | 35.28 | -92.79
72842 | STANDARD | HAVANA | AR | PRIMARY | 35.11 | -93.52
72341 | PO BOX | HAYNES | AR | PRIMARY | 34.88 | -90.79
72064 | STANDARD | HAZEN | AR | PRIMARY | 34.78 | -91.57
72543 | STANDARD | HEBER SPRINGS | AR | PRIMARY | 35.5 | -92.03
72545 | UNIQUE | HEBER SPRINGS | AR | PRIMARY | 35.5 | -92.03
72843 | STANDARD | HECTOR | AR | PRIMARY | 35.46 | -92.97
72342 | STANDARD | HELENA | AR | PRIMARY | 34.52 | -90.6
72544 | STANDARD | HENDERSON | AR | PRIMARY | 36.34 | -92.23
72065 | STANDARD | HENSLEY | AR | PRIMARY | 34.53 | -92.25
71647 | STANDARD | HERMITAGE | AR | PRIMARY | 33.44 | -92.17
72346 | STANDARD | HETH | AR | PRIMARY | 35.06 | -90.46
72066 | PO BOX | HICKORY PLAINS | AR | PRIMARY | 34.98 | -91.74
72347 | STANDARD | HICKORY RIDGE | AR | PRIMARY | 35.4 | -90.99
72067 | STANDARD | HIGDEN | AR | PRIMARY | 35.56 | -92.2
72068 | STANDARD | HIGGINSON | AR | PRIMARY | 35.19 | -91.71
72738 | STANDARD | HINDSVILLE | AR | PRIMARY | 36.14 | -93.86
72739 | STANDARD | HIWASSE | AR | PRIMARY | 36.43 | -94.33
72069 | STANDARD | HOLLY GROVE | AR | PRIMARY | 34.59 | -91.2
71801 | STANDARD | HOPE | AR | PRIMARY | 33.66 | -93.59
71802 | PO BOX | HOPE | AR | PRIMARY | 33.66 | -93.59
71842 | STANDARD | HORATIO | AR | PRIMARY | 33.93 | -94.35
71901 | STANDARD | HOT SPRINGS NATIONAL PARK | AR | PRIMARY | 34.5 | -93.05
71902 | PO BOX | HOT SPRINGS NATIONAL PARK | AR | PRIMARY | 34.5 | -93.05
71903 | PO BOX | HOT SPRINGS NATIONAL PARK | AR | PRIMARY | 34.5 | -93.05
71909 | STANDARD | HOT SPRINGS VILLAGE | AR | PRIMARY | 34.66 | -93
71910 | PO BOX | HOT SPRINGS VILLAGE | AR | PRIMARY | 34.66 | -93
71913 | STANDARD | HOT SPRINGS NATIONAL PARK | AR | PRIMARY | 34.5 | -93.05
71914 | PO BOX | HOT SPRINGS NATIONAL PARK | AR | PRIMARY | 34.5 | -93.05
72070 | STANDARD | HOUSTON | AR | PRIMARY | 35.03 | -92.69
72433 | STANDARD | HOXIE | AR | PRIMARY | 36.04 | -90.97
72348 | STANDARD | HUGHES | AR | PRIMARY | 34.94 | -90.47
72072 | STANDARD | HUMNOKE | AR | PRIMARY | 34.54 | -91.75
72073 | STANDARD | HUMPHREY | AR | PRIMARY | 34.42 | -91.7
72074 | PO BOX | HUNTER | AR | PRIMARY | 35.05 | -91.12
72940 | STANDARD | HUNTINGTON | AR | PRIMARY | 35.08 | -94.26
72740 | STANDARD | HUNTSVILLE | AR | PRIMARY | 36.08 | -93.73
71747 | STANDARD | HUTTIG | AR | PRIMARY | 33.04 | -92.18
72546 | STANDARD | IDA | AR | PRIMARY | 35.59 | -91.94
72434 | STANDARD | IMBODEN | AR | PRIMARY | 36.2 | -91.17
71748 | PO BOX | IVAN | AR | PRIMARY | 33.91 | -92.44
72075 | PO BOX | JACKSONPORT | AR | PRIMARY | 35.64 | -91.3
72076 | STANDARD | JACKSONVILLE | AR | PRIMARY | 34.86 | -92.12
72078 | PO BOX | JACKSONVILLE | AR | PRIMARY | 34.86 | -92.12
72099 | UNIQUE | LITTLE ROCK AIR FORCE BASE | AR | PRIMARY | 34.88 | -92.16
72641 | STANDARD | JASPER | AR | PRIMARY | 36 | -93.18
72079 | STANDARD | JEFFERSON | AR | PRIMARY | 34.36 | -92.13
71651 | STANDARD | JERSEY | AR | PRIMARY | 33.34 | -92.28
72080 | STANDARD | JERUSALEM | AR | PRIMARY | 35.39 | -92.8
71949 | STANDARD | JESSIEVILLE | AR | PRIMARY | 34.7 | -93.21
72350 | STANDARD | JOINER | AR | PRIMARY | 35.5 | -90.14
72401 | STANDARD | JONESBORO | AR | PRIMARY | 35.82 | -90.68
72402 | PO BOX | JONESBORO | AR | PRIMARY | 35.82 | -90.68
72403 | PO BOX | JONESBORO | AR | PRIMARY | 35.82 | -90.68
72404 | STANDARD | JONESBORO | AR | PRIMARY | 35.82 | -90.68
72081 | STANDARD | JUDSONIA | AR | PRIMARY | 35.27 | -91.64
71749 | STANDARD | JUNCTION CITY | AR | PRIMARY | 33.02 | -92.72
72351 | PO BOX | KEISER | AR | PRIMARY | 35.67 | -90.09
72082 | STANDARD | KENSETT | AR | PRIMARY | 35.23 | -91.67
72083 | PO BOX | KEO | AR | PRIMARY | 34.61 | -92.01
71652 | STANDARD | KINGSLAND | AR | PRIMARY | 33.86 | -92.29
72742 | STANDARD | KINGSTON | AR | PRIMARY | 36.05 | -93.52
71950 | STANDARD | KIRBY | AR | PRIMARY | 34.21 | -93.58
72435 | STANDARD | KNOBEL | AR | PRIMARY | 36.31 | -90.6
72845 | STANDARD | KNOXVILLE | AR | PRIMARY | 35.37 | -93.36
72352 | PO BOX | LA GRANGE | AR | PRIMARY | 34.66 | -90.71
72437 | STANDARD | LAKE CITY | AR | PRIMARY | 35.81 | -90.44
72642 | STANDARD | LAKEVIEW | AR | PRIMARY | 36.37 | -92.53
71653 | STANDARD | LAKE VILLAGE | AR | PRIMARY | 33.32 | -91.28
72846 | STANDARD | LAMAR | AR | PRIMARY | 35.43 | -93.38
72353 | PO BOX | LAMBROOK | AR | PRIMARY | 34.37 | -90.96
71952 | STANDARD | LANGLEY | AR | PRIMARY | 34.3 | -93.84
72941 | STANDARD | LAVACA | AR | PRIMARY | 35.33 | -94.18
71750 | PO BOX | LAWSON | AR | PRIMARY | 33.23 | -92.48
72438 | STANDARD | LEACHVILLE | AR | PRIMARY | 35.92 | -90.25
72630 | PO BOX | DIAMOND CITY | AR | PRIMARY | 36.45 | -92.91
72644 | STANDARD | LEAD HILL | AR | PRIMARY | 36.41 | -92.9
72084 | STANDARD | LEOLA | AR | PRIMARY | 34.16 | -92.59
72354 | STANDARD | LEPANTO | AR | PRIMARY | 35.6 | -90.33
72645 | STANDARD | LESLIE | AR | PRIMARY | 35.82 | -92.55
72085 | PO BOX | LETONA | AR | PRIMARY | 35.36 | -91.83
71845 | STANDARD | LEWISVILLE | AR | PRIMARY | 33.36 | -93.57
72355 | STANDARD | LEXA | AR | PRIMARY | 34.59 | -90.75
72744 | STANDARD | LINCOLN | AR | PRIMARY | 35.94 | -94.42
72201 | STANDARD | LITTLE ROCK | AR | PRIMARY | 34.72 | -92.35
72202 | STANDARD | LITTLE ROCK | AR | PRIMARY | 34.72 | -92.35
72203 | PO BOX | LITTLE ROCK | AR | PRIMARY | 34.72 | -92.35
72204 | STANDARD | LITTLE ROCK | AR | PRIMARY | 34.72 | -92.35
72205 | STANDARD | LITTLE ROCK | AR | PRIMARY | 34.72 | -92.35
72206 | STANDARD | LITTLE ROCK | AR | PRIMARY | 34.72 | -92.35
72207 | STANDARD | LITTLE ROCK | AR | PRIMARY | 34.72 | -92.35
72209 | STANDARD | LITTLE ROCK | AR | PRIMARY | 34.72 | -92.35
72210 | STANDARD | LITTLE ROCK | AR | PRIMARY | 34.72 | -92.35
72211 | STANDARD | LITTLE ROCK | AR | PRIMARY | 34.72 | -92.35
72212 | STANDARD | LITTLE ROCK | AR | PRIMARY | 34.72 | -92.35
72214 | PO BOX | LITTLE ROCK | AR | PRIMARY | 34.72 | -92.35
72215 | PO BOX | LITTLE ROCK | AR | PRIMARY | 34.72 | -92.35
72216 | PO BOX | LITTLE ROCK | AR | PRIMARY | 34.72 | -92.35
72217 | PO BOX | LITTLE ROCK | AR | PRIMARY | 34.72 | -92.35
72219 | PO BOX | LITTLE ROCK | AR | PRIMARY | 34.72 | -92.35
72221 | PO BOX | LITTLE ROCK | AR | PRIMARY | 34.72 | -92.35
72222 | PO BOX | LITTLE ROCK | AR | PRIMARY | 34.72 | -92.35
72223 | STANDARD | LITTLE ROCK | AR | PRIMARY | 34.72 | -92.35
72225 | PO BOX | LITTLE ROCK | AR | PRIMARY | 34.72 | -92.35
72227 | STANDARD | LITTLE ROCK | AR | PRIMARY | 34.72 | -92.35
72231 | PO BOX | LITTLE ROCK | AR | PRIMARY | 34.72 | -92.35
72260 | PO BOX | LITTLE ROCK | AR | PRIMARY | 34.75 | -92.28
72295 | PO BOX | LITTLE ROCK | AR | PRIMARY | 34.72 | -92.35
71846 | STANDARD | LOCKESBURG | AR | PRIMARY | 33.97 | -94.17
72550 | STANDARD | LOCUST GROVE | AR | PRIMARY | 35.71 | -91.75
72847 | STANDARD | LONDON | AR | PRIMARY | 35.32 | -93.24
72086 | STANDARD | LONOKE | AR | PRIMARY | 34.78 | -91.89
72087 | STANDARD | LONSDALE | AR | PRIMARY | 34.54 | -92.81
71751 | STANDARD | LOUANN | AR | PRIMARY | 33.39 | -92.79
72745 | STANDARD | LOWELL | AR | PRIMARY | 36.26 | -94.13
72358 | STANDARD | LUXORA | AR | PRIMARY | 35.75 | -89.93
72440 | STANDARD | LYNN | AR | PRIMARY | 36 | -91.25
71847 | STANDARD | MC CASKILL | AR | PRIMARY | 33.91 | -93.64
72101 | STANDARD | MC CRORY | AR | PRIMARY | 35.25 | -91.19
72441 | PO BOX | MC DOUGAL | AR | PRIMARY | 36.43 | -90.39
71654 | STANDARD | MC GEHEE | AR | PRIMARY | 33.62 | -91.39
71666 | PO BOX | ROHWER | AR | PRIMARY | 33.62 | -91.39
71752 | STANDARD | MC NEIL | AR | PRIMARY | 33.34 | -93.2
72102 | STANDARD | MC RAE | AR | PRIMARY | 35.11 | -91.82
72103 | STANDARD | MABELVALE | AR | PRIMARY | 34.59 | -92.38
72359 | PO BOX | MADISON | AR | PRIMARY | 35.01 | -90.73
72943 | STANDARD | MAGAZINE | AR | PRIMARY | 35.15 | -93.8
72553 | PO BOX | MAGNESS | AR | PRIMARY | 35.7 | -91.48
71753 | STANDARD | MAGNOLIA | AR | PRIMARY | 33.27 | -93.23
71754 | PO BOX | MAGNOLIA | AR | PRIMARY | 33.27 | -93.23
72104 | STANDARD | MALVERN | AR | PRIMARY | 34.37 | -92.81
72105 | PO BOX | JONES MILL | AR | PRIMARY | 34.46 | -92.84
72554 | STANDARD | MAMMOTH SPRING | AR | PRIMARY | 36.49 | -91.54
72442 | STANDARD | MANILA | AR | PRIMARY | 35.88 | -90.16
72944 | STANDARD | MANSFIELD | AR | PRIMARY | 35.05 | -94.24
72555 | STANDARD | MARCELLA | AR | PRIMARY | 35.74 | -91.94
72360 | STANDARD | MARIANNA | AR | PRIMARY | 34.77 | -90.76
72364 | STANDARD | MARION | AR | PRIMARY | 35.2 | -90.2
72365 | STANDARD | MARKED TREE | AR | PRIMARY | 35.53 | -90.41
72436 | STANDARD | LAFE | AR | PRIMARY | 36.2 | -90.5
72443 | STANDARD | MARMADUKE | AR | PRIMARY | 36.18 | -90.38
72650 | STANDARD | MARSHALL | AR | PRIMARY | 35.9 | -92.63
72366 | STANDARD | MARVELL | AR | PRIMARY | 34.55 | -90.91
72106 | STANDARD | MAYFLOWER | AR | PRIMARY | 34.97 | -92.41
72444 | STANDARD | MAYNARD | AR | PRIMARY | 36.42 | -90.9
72747 | STANDARD | MAYSVILLE | AR | PRIMARY | 36.4 | -94.58
72556 | STANDARD | MELBOURNE | AR | PRIMARY | 36.06 | -91.89
72367 | PO BOX | MELLWOOD | AR | PRIMARY | 34.19 | -91.03
71953 | STANDARD | MENA | AR | PRIMARY | 34.58 | -94.23
72107 | PO BOX | MENIFEE | AR | PRIMARY | 35.14 | -92.55
72945 | PO BOX | MIDLAND | AR | PRIMARY | 35.09 | -94.35
72651 | STANDARD | MIDWAY | AR | PRIMARY | 36.28 | -92.43
71851 | STANDARD | MINERAL SPRINGS | AR | PRIMARY | 33.87 | -93.92
72445 | PO BOX | MINTURN | AR | PRIMARY | 35.97 | -91.02
72447 | STANDARD | MONETTE | AR | PRIMARY | 35.89 | -90.34
72108 | PO BOX | MONROE | AR | PRIMARY | 34.71 | -91.07
71655 | STANDARD | MONTICELLO | AR | PRIMARY | 33.62 | -91.79
71656 | PO BOX | MONTICELLO | AR | PRIMARY | 33.62 | -91.79
71657 | PO BOX | MONTICELLO | AR | PRIMARY | 33.62 | -91.79
71658 | STANDARD | MONTROSE | AR | PRIMARY | 33.29 | -91.49
72368 | STANDARD | MORO | AR | PRIMARY | 34.79 | -90.98
72110 | STANDARD | MORRILTON | AR | PRIMARY | 35.15 | -92.74
72749 | STANDARD | MORROW | AR | PRIMARY | 35.85 | -94.38
71659 | PO BOX | MOSCOW | AR | PRIMARY | 34.15 | -91.79
72946 | STANDARD | MOUNTAINBURG | AR | PRIMARY | 35.63 | -94.16
72653 | STANDARD | MOUNTAIN HOME | AR | PRIMARY | 36.33 | -92.37
72654 | PO BOX | MOUNTAIN HOME | AR | PRIMARY | 36.33 | -92.37
71956 | STANDARD | MOUNTAIN PINE | AR | PRIMARY | 34.57 | -93.17
72533 | STANDARD | FIFTY SIX | AR | PRIMARY | 36.02 | -92.22
72560 | STANDARD | MOUNTAIN VIEW | AR | PRIMARY | 35.87 | -92.11
71758 | STANDARD | MOUNT HOLLY | AR | PRIMARY | 33.31 | -92.94
71957 | STANDARD | MOUNT IDA | AR | PRIMARY | 34.55 | -93.63
72655 | STANDARD | MOUNT JUDEA | AR | PRIMARY | 35.83 | -93.04
72561 | STANDARD | MOUNT PLEASANT | AR | PRIMARY | 35.98 | -91.77
72111 | STANDARD | MOUNT VERNON | AR | PRIMARY | 35.22 | -92.13
72947 | STANDARD | MULBERRY | AR | PRIMARY | 35.5 | -94.07
71958 | STANDARD | MURFREESBORO | AR | PRIMARY | 34.06 | -93.69
71852 | STANDARD | NASHVILLE | AR | PRIMARY | 33.94 | -93.85
72948 | STANDARD | NATURAL DAM | AR | PRIMARY | 35.65 | -94.4
72562 | STANDARD | NEWARK | AR | PRIMARY | 35.7 | -91.44
72851 | STANDARD | NEW BLAINE | AR | PRIMARY | 35.33 | -93.44
71660 | STANDARD | NEW EDINBURG | AR | PRIMARY | 33.76 | -92.19
71959 | STANDARD | NEWHOPE | AR | PRIMARY | 34.22 | -93.85
72112 | STANDARD | NEWPORT | AR | PRIMARY | 35.62 | -91.23
72658 | STANDARD | NORFORK | AR | PRIMARY | 36.2 | -92.28
72659 | STANDARD | NORFORK | AR | PRIMARY | 36.2 | -92.28
71960 | STANDARD | NORMAN | AR | PRIMARY | 34.45 | -93.67
71759 | PO BOX | NORPHLET | AR | PRIMARY | 33.31 | -92.66
72113 | STANDARD | MAUMELLE | AR | PRIMARY | 34.85 | -92.41
72114 | STANDARD | NORTH LITTLE ROCK | AR | PRIMARY | 34.78 | -92.25
72115 | PO BOX | NORTH LITTLE ROCK | AR | PRIMARY | 34.78 | -92.25
72116 | STANDARD | NORTH LITTLE ROCK | AR | PRIMARY | 34.78 | -92.25
72117 | STANDARD | NORTH LITTLE ROCK | AR | PRIMARY | 34.78 | -92.25
72118 | STANDARD | NORTH LITTLE ROCK | AR | PRIMARY | 34.78 | -92.25
72119 | PO BOX | NORTH LITTLE ROCK | AR | PRIMARY | 34.78 | -92.25
72120 | STANDARD | SHERWOOD | AR | PRIMARY | 34.83 | -92.2
72124 | PO BOX | NORTH LITTLE ROCK | AR | PRIMARY | 34.78 | -92.25
72190 | PO BOX | NORTH LITTLE ROCK | AR | PRIMARY | 34.78 | -92.25
72199 | UNIQUE | NORTH LITTLE ROCK | AR | PRIMARY | 34.78 | -92.25
72660 | STANDARD | OAK GROVE | AR | PRIMARY | 36.45 | -93.43
72661 | STANDARD | OAKLAND | AR | PRIMARY | 36.44 | -92.57
72852 | STANDARD | OARK | AR | PRIMARY | 35.71 | -93.57
71961 | STANDARD | ODEN | AR | PRIMARY | 34.62 | -93.78
71966 | PO BOX | ODEN | AR | PRIMARY | 34.62 | -93.78
71853 | STANDARD | OGDEN | AR | PRIMARY | 33.58 | -94.04
72564 | STANDARD | OIL TROUGH | AR | PRIMARY | 35.62 | -91.46
72449 | PO BOX | O KEAN | AR | PRIMARY | 36.16 | -90.81
71962 | STANDARD | OKOLONA | AR | PRIMARY | 34 | -93.33
72853 | STANDARD | OLA | AR | PRIMARY | 35.03 | -93.22
72662 | STANDARD | OMAHA | AR | PRIMARY | 36.46 | -93.19
72369 | PO BOX | ONEIDA | AR | PRIMARY | 34.39 | -90.86
72663 | STANDARD | ONIA | AR | PRIMARY | 35.94 | -92.33
72370 | STANDARD | OSCEOLA | AR | PRIMARY | 35.7 | -89.99
72565 | STANDARD | OXFORD | AR | PRIMARY | 36.2 | -91.91
71855 | STANDARD | OZAN | AR | PRIMARY | 33.84 | -93.71
72949 | STANDARD | OZARK | AR | PRIMARY | 35.49 | -93.84
72854 | STANDARD | OZONE | AR | PRIMARY | 35.67 | -93.43
72372 | STANDARD | PALESTINE | AR | PRIMARY | 34.97 | -90.9
72121 | STANDARD | PANGBURN | AR | PRIMARY | 35.42 | -91.83
72450 | STANDARD | PARAGOULD | AR | PRIMARY | 36.05 | -90.51
72451 | PO BOX | PARAGOULD | AR | PRIMARY | 36.05 | -90.51
72855 | STANDARD | PARIS | AR | PRIMARY | 35.28 | -93.72
71661 | STANDARD | PARKDALE | AR | PRIMARY | 33.12 | -91.54
72373 | STANDARD | PARKIN | AR | PRIMARY | 35.26 | -90.55
72950 | STANDARD | PARKS | AR | PRIMARY | 34.79 | -93.87
72122 | STANDARD | PARON | AR | PRIMARY | 34.8 | -92.85
72666 | STANDARD | PARTHENON | AR | PRIMARY | 35.93 | -93.28
72123 | PO BOX | PATTERSON | AR | PRIMARY | 35.25 | -91.23
72453 | STANDARD | PEACH ORCHARD | AR | PRIMARY | 36.28 | -90.66
71964 | STANDARD | PEARCY | AR | PRIMARY | 34.43 | -93.3
72751 | STANDARD | PEA RIDGE | AR | PRIMARY | 36.45 | -94.11
72668 | STANDARD | PEEL | AR | PRIMARY | 36.41 | -92.76
72856 | STANDARD | PELSOR | AR | PRIMARY | 35.68 | -93.05
71965 | STANDARD | PENCIL BLUFF | AR | PRIMARY | 34.65 | -93.74
72125 | STANDARD | PERRY | AR | PRIMARY | 35.04 | -92.79
72126 | STANDARD | PERRYVILLE | AR | PRIMARY | 35 | -92.8
72752 | STANDARD | PETTIGREW | AR | PRIMARY | 35.82 | -93.65
71662 | STANDARD | PICKENS | AR | PRIMARY | 33.8 | -91.38
72454 | STANDARD | PIGGOTT | AR | PRIMARY | 36.38 | -90.2
72669 | PO BOX | PINDALL | AR | PRIMARY | 36.05 | -92.86
71601 | STANDARD | PINE BLUFF | AR | PRIMARY | 34.21 | -92.01
71602 | STANDARD | WHITE HALL | AR | PRIMARY | 34.27 | -92.09
71603 | STANDARD | PINE BLUFF | AR | PRIMARY | 34.21 | -92.01
71611 | PO BOX | PINE BLUFF | AR | PRIMARY | 34.21 | -92.01
71612 | PO BOX | WHITE HALL | AR | PRIMARY | 34.27 | -92.09
71613 | PO BOX | PINE BLUFF | AR | PRIMARY | 34.21 | -92.01
72566 | STANDARD | PINEVILLE | AR | PRIMARY | 36.15 | -92.1
72857 | STANDARD | PLAINVIEW | AR | PRIMARY | 34.98 | -93.29
72567 | STANDARD | PLEASANT GROVE | AR | PRIMARY | 35.84 | -91.92
72568 | STANDARD | PLEASANT PLAINS | AR | PRIMARY | 35.55 | -91.62
72127 | STANDARD | PLUMERVILLE | AR | PRIMARY | 35.16 | -92.64
72455 | STANDARD | POCAHONTAS | AR | PRIMARY | 36.26 | -90.96
72478 | STANDARD | WARM SPRINGS | AR | PRIMARY | 36.46 | -91.04
72456 | STANDARD | POLLARD | AR | PRIMARY | 36.43 | -90.26
72670 | STANDARD | PONCA | AR | PRIMARY | 36.06 | -93.4
72374 | STANDARD | POPLAR GROVE | AR | PRIMARY | 34.53 | -90.87
72457 | PO BOX | PORTIA | AR | PRIMARY | 36.08 | -91.07
71663 | STANDARD | PORTLAND | AR | PRIMARY | 33.23 | -91.51
72858 | STANDARD | POTTSVILLE | AR | PRIMARY | 35.23 | -93.05
72569 | STANDARD | POUGHKEEPSIE | AR | PRIMARY | 36.08 | -91.43
72458 | STANDARD | POWHATAN | AR | PRIMARY | 36.08 | -91.11
72128 | STANDARD | POYEN | AR | PRIMARY | 34.32 | -92.64
72753 | STANDARD | PRAIRIE GROVE | AR | PRIMARY | 35.97 | -94.31
72129 | STANDARD | PRATTSVILLE | AR | PRIMARY | 34.31 | -92.54
71857 | STANDARD | PRESCOTT | AR | PRIMARY | 33.8 | -93.38
72130 | STANDARD | PRIM | AR | PRIMARY | 35.69 | -92.14
72376 | STANDARD | PROCTOR | AR | PRIMARY | 35.08 | -90.24
72672 | PO BOX | PYATT | AR | PRIMARY | 36.25 | -92.84
72131 | STANDARD | QUITMAN | AR | PRIMARY | 35.38 | -92.21
72951 | STANDARD | RATCLIFF | AR | PRIMARY | 35.3 | -93.88
72459 | STANDARD | RAVENDEN | AR | PRIMARY | 36.23 | -91.25
72460 | STANDARD | RAVENDEN SPRINGS | AR | PRIMARY | 36.31 | -91.22
72461 | STANDARD | RECTOR | AR | PRIMARY | 36.26 | -90.29
72132 | STANDARD | REDFIELD | AR | PRIMARY | 34.44 | -92.18
72133 | PO BOX | REYDELL | AR | PRIMARY | 34.14 | -91.53
72462 | PO BOX | REYNO | AR | PRIMARY | 36.36 | -90.75
71665 | STANDARD | RISON | AR | PRIMARY | 33.95 | -92.19
72377 | PO BOX | RIVERVALE | AR | PRIMARY | 35.67 | -90.4
72134 | STANDARD | ROE | AR | PRIMARY | 34.63 | -91.38
72756 | STANDARD | ROGERS | AR | PRIMARY | 36.33 | -94.13
72757 | PO BOX | ROGERS | AR | PRIMARY | 36.33 | -94.13
72758 | STANDARD | ROGERS | AR | PRIMARY | 36.33 | -94.13
72135 | STANDARD | ROLAND | AR | PRIMARY | 34.89 | -92.52
72136 | STANDARD | ROMANCE | AR | PRIMARY | 35.21 | -92.06
72137 | STANDARD | ROSE BUD | AR | PRIMARY | 35.33 | -92.07
72571 | STANDARD | ROSIE | AR | PRIMARY | 35.65 | -91.53
71858 | STANDARD | ROSSTON | AR | PRIMARY | 33.58 | -93.27
72828 | STANDARD | BRIGGSVILLE | AR | PRIMARY | 34.9 | -93.51
72860 | STANDARD | ROVER | AR | PRIMARY | 34.93 | -93.4
71968 | STANDARD | ROYAL | AR | PRIMARY | 34.52 | -93.32
72952 | STANDARD | RUDY | AR | PRIMARY | 35.52 | -94.27
72139 | PO BOX | RUSSELL | AR | PRIMARY | 35.36 | -91.51
72801 | STANDARD | RUSSELLVILLE | AR | PRIMARY | 35.27 | -93.14
72802 | STANDARD | RUSSELLVILLE | AR | PRIMARY | 35.27 | -93.14
72811 | PO BOX | RUSSELLVILLE | AR | PRIMARY | 35.27 | -93.14
72812 | PO BOX | RUSSELLVILLE | AR | PRIMARY | 35.27 | -93.14
72572 | STANDARD | SAFFELL | AR | PRIMARY | 35.91 | -91.3
72573 | STANDARD | SAGE | AR | PRIMARY | 36.04 | -91.82
72140 | STANDARD | SAINT CHARLES | AR | PRIMARY | 34.37 | -91.13
72464 | PO BOX | SAINT FRANCIS | AR | PRIMARY | 36.45 | -90.14
72675 | STANDARD | SAINT JOE | AR | PRIMARY | 35.98 | -92.81
72760 | STANDARD | SAINT PAUL | AR | PRIMARY | 35.82 | -93.76
72575 | PO BOX | SALADO | AR | PRIMARY | 35.7 | -91.59
72515 | STANDARD | BEXAR | AR | PRIMARY | 36.3 | -91.97
72576 | STANDARD | SALEM | AR | PRIMARY | 36.37 | -91.82
71859 | STANDARD | SARATOGA | AR | PRIMARY | 33.77 | -93.88
72141 | STANDARD | SCOTLAND | AR | PRIMARY | 35.52 | -92.66
72142 | STANDARD | SCOTT | AR | PRIMARY | 34.68 | -92.12
72863 | STANDARD | SCRANTON | AR | PRIMARY | 35.36 | -93.53
72143 | STANDARD | SEARCY | AR | PRIMARY | 35.24 | -91.73
72145 | PO BOX | SEARCY | AR | PRIMARY | 35.24 | -91.73
72149 | UNIQUE | SEARCY | AR | PRIMARY | 35.24 | -91.73
72465 | PO BOX | SEDGWICK | AR | PRIMARY | 35.97 | -90.86
72150 | STANDARD | SHERIDAN | AR | PRIMARY | 34.3 | -92.4
72152 | STANDARD | SHERRILL | AR | PRIMARY | 34.38 | -91.95
72088 | STANDARD | FAIRFIELD BAY | AR | PRIMARY | 35.6 | -92.26
72153 | STANDARD | SHIRLEY | AR | PRIMARY | 35.64 | -92.31
72577 | STANDARD | SIDNEY | AR | PRIMARY | 36 | -91.65
72761 | STANDARD | SILOAM SPRINGS | AR | PRIMARY | 36.18 | -94.54
71969 | STANDARD | SIMS | AR | PRIMARY | 34.66 | -93.66
71762 | STANDARD | SMACKOVER | AR | PRIMARY | 33.36 | -92.73
72466 | STANDARD | SMITHVILLE | AR | PRIMARY | 36.08 | -91.3
72379 | PO BOX | SNOW LAKE | AR | PRIMARY | 34.05 | -91.05
72156 | STANDARD | SOLGOHACHIA | AR | PRIMARY | 35.27 | -92.67
71763 | STANDARD | SPARKMAN | AR | PRIMARY | 33.91 | -92.84
72762 | STANDARD | SPRINGDALE | AR | PRIMARY | 36.18 | -94.14
72764 | STANDARD | SPRINGDALE | AR | PRIMARY | 36.18 | -94.14
72765 | PO BOX | SPRINGDALE | AR | PRIMARY | 36.18 | -94.14
72766 | PO BOX | SPRINGDALE | AR | PRIMARY | 36.18 | -94.14
72157 | STANDARD | SPRINGFIELD | AR | PRIMARY | 35.27 | -92.53
71860 | STANDARD | STAMPS | AR | PRIMARY | 33.35 | -93.49
71667 | STANDARD | STAR CITY | AR | PRIMARY | 33.94 | -91.84
72467 | PO BOX | STATE UNIVERSITY | AR | PRIMARY | 35.9 | -90.45
71764 | STANDARD | STEPHENS | AR | PRIMARY | 33.42 | -93.06
71970 | STANDARD | STORY | AR | PRIMARY | 34.67 | -93.56
72469 | STANDARD | STRAWBERRY | AR | PRIMARY | 35.96 | -91.32
71765 | STANDARD | STRONG | AR | PRIMARY | 33.1 | -92.35
72578 | STANDARD | STURKIE | AR | PRIMARY | 36.46 | -91.99
72160 | STANDARD | STUTTGART | AR | PRIMARY | 34.49 | -91.55
72865 | STANDARD | SUBIACO | AR | PRIMARY | 35.29 | -93.63
72470 | STANDARD | SUCCESS | AR | PRIMARY | 36.45 | -90.72
72579 | STANDARD | SULPHUR ROCK | AR | PRIMARY | 35.75 | -91.49
72768 | STANDARD | SULPHUR SPRINGS | AR | PRIMARY | 36.48 | -94.45
72769 | STANDARD | SUMMERS | AR | PRIMARY | 35.98 | -94.48
72677 | PO BOX | SUMMIT | AR | PRIMARY | 36.25 | -92.68
72164 | PO BOX | SWEET HOME | AR | PRIMARY | 34.65 | -92.24
72471 | STANDARD | SWIFTON | AR | PRIMARY | 35.82 | -91.12
71861 | STANDARD | TAYLOR | AR | PRIMARY | 33.1 | -93.46
72165 | STANDARD | THIDA | AR | PRIMARY | 35.55 | -91.46
71766 | STANDARD | THORNTON | AR | PRIMARY | 33.77 | -92.48
72166 | STANDARD | TICHNOR | AR | PRIMARY | 34.05 | -91.23
71670 | STANDARD | TILLAR | AR | PRIMARY | 33.71 | -91.45
72679 | STANDARD | TILLY | AR | PRIMARY | 35.69 | -92.86
72657 | STANDARD | TIMBO | AR | PRIMARY | 35.86 | -92.3
72680 | STANDARD | TIMBO | AR | PRIMARY | 35.86 | -92.3
72770 | PO BOX | TONTITOWN | AR | PRIMARY | 36.17 | -94.23
72167 | STANDARD | TRASKWOOD | AR | PRIMARY | 34.45 | -92.66
72472 | STANDARD | TRUMANN | AR | PRIMARY | 35.67 | -90.51
72168 | STANDARD | TUCKER | AR | PRIMARY | 34.43 | -91.89
72473 | STANDARD | TUCKERMAN | AR | PRIMARY | 35.72 | -91.2
72581 | STANDARD | TUMBLING SHOALS | AR | PRIMARY | 35.55 | -91.95
72169 | PO BOX | TUPELO | AR | PRIMARY | 35.39 | -91.22
72383 | PO BOX | TURNER | AR | PRIMARY | 34.48 | -91.02
72384 | STANDARD | TURRELL | AR | PRIMARY | 35.37 | -90.25
72386 | STANDARD | TYRONZA | AR | PRIMARY | 35.49 | -90.35
72170 | PO BOX | ULM | AR | PRIMARY | 34.57 | -91.46
71971 | STANDARD | UMPIRE | AR | PRIMARY | 34.28 | -94.11
72955 | STANDARD | UNIONTOWN | AR | PRIMARY | 35.58 | -94.45
72682 | STANDARD | VALLEY SPRINGS | AR | PRIMARY | 36.15 | -92.99
72956 | STANDARD | VAN BUREN | AR | PRIMARY | 35.44 | -94.35
72957 | PO BOX | VAN BUREN | AR | PRIMARY | 35.44 | -94.35
71972 | STANDARD | VANDERVOORT | AR | PRIMARY | 34.37 | -94.36
72387 | PO BOX | VANNDALE | AR | PRIMARY | 35.31 | -90.78
72683 | STANDARD | VENDOR | AR | PRIMARY | 35.94 | -93.1
72173 | STANDARD | VILONIA | AR | PRIMARY | 35.08 | -92.21
72583 | STANDARD | VIOLA | AR | PRIMARY | 36.39 | -91.98
72584 | STANDARD | VIOLET HILL | AR | PRIMARY | 36.16 | -91.85
72389 | PO BOX | WABASH | AR | PRIMARY | 34.4 | -90.92
72175 | STANDARD | WABBASEKA | AR | PRIMARY | 34.36 | -91.79
72474 | PO BOX | WALCOTT | AR | PRIMARY | 36.03 | -90.66
72475 | PO BOX | WALDENBURG | AR | PRIMARY | 35.56 | -90.93
71770 | STANDARD | WALDO | AR | PRIMARY | 33.35 | -93.29
72958 | STANDARD | WALDRON | AR | PRIMARY | 34.89 | -94.09
72476 | STANDARD | WALNUT RIDGE | AR | PRIMARY | 36.06 | -90.95
72176 | STANDARD | WARD | AR | PRIMARY | 35.01 | -91.95
71671 | STANDARD | WARREN | AR | PRIMARY | 33.61 | -92.06
71862 | STANDARD | WASHINGTON | AR | PRIMARY | 33.77 | -93.68
71674 | STANDARD | WATSON | AR | PRIMARY | 33.89 | -91.25
72479 | STANDARD | WEINER | AR | PRIMARY | 35.61 | -90.9
72773 | STANDARD | WESLEY | AR | PRIMARY | 36.03 | -93.92
72685 | STANDARD | WESTERN GROVE | AR | PRIMARY | 36.1 | -92.95
72774 | STANDARD | WEST FORK | AR | PRIMARY | 35.93 | -94.18
72390 | STANDARD | WEST HELENA | AR | PRIMARY | 34.54 | -90.64
72301 | STANDARD | WEST MEMPHIS | AR | PRIMARY | 35.14 | -90.18
72303 | PO BOX | WEST MEMPHIS | AR | PRIMARY | 35.14 | -90.18
72178 | PO BOX | WEST POINT | AR | PRIMARY | 35.2 | -91.61
72391 | PO BOX | WEST RIDGE | AR | PRIMARY | 35.61 | -90.24
72392 | STANDARD | WHEATLEY | AR | PRIMARY | 34.91 | -91.1
71772 | PO BOX | WHELEN SPRINGS | AR | PRIMARY | 33.83 | -93.12
71973 | STANDARD | WICKES | AR | PRIMARY | 34.29 | -94.33
72585 | STANDARD | WIDEMAN | AR | PRIMARY | 36.21 | -92
72394 | STANDARD | WIDENER | AR | PRIMARY | 35.02 | -90.68
72179 | STANDARD | WILBURN | AR | PRIMARY | 35.44 | -91.9
72482 | STANDARD | WILLIFORD | AR | PRIMARY | 36.25 | -91.36
71864 | PO BOX | WILLISVILLE | AR | PRIMARY | 33.51 | -93.29
71675 | STANDARD | WILMAR | AR | PRIMARY | 33.62 | -91.92
71676 | STANDARD | WILMOT | AR | PRIMARY | 33.05 | -91.57
72395 | STANDARD | WILSON | AR | PRIMARY | 35.56 | -90.04
71865 | PO BOX | WILTON | AR | PRIMARY | 33.73 | -94.14
71677 | PO BOX | WINCHESTER | AR | PRIMARY | 33.77 | -91.47
72959 | STANDARD | WINSLOW | AR | PRIMARY | 35.8 | -94.13
71866 | STANDARD | WINTHROP | AR | PRIMARY | 33.83 | -94.35
72587 | STANDARD | WISEMAN | AR | PRIMARY | 36.22 | -91.85
72776 | STANDARD | WITTER | AR | PRIMARY | 35.93 | -93.68
72686 | STANDARD | WITTS SPRINGS | AR | PRIMARY | 35.78 | -92.83
72180 | PO BOX | WOODSON | AR | PRIMARY | 34.54 | -92.18
72181 | STANDARD | WOOSTER | AR | PRIMARY | 35.19 | -92.44
72182 | PO BOX | WRIGHT | AR | PRIMARY | 34.44 | -92.04
72183 | PO BOX | WRIGHTSVILLE | AR | PRIMARY | 34.61 | -92.21
72396 | STANDARD | WYNNE | AR | PRIMARY | 35.23 | -90.78
72687 | STANDARD | YELLVILLE | AR | PRIMARY | 36.22 | -92.68
71678 | PO BOX | YORKTOWN | AR | PRIMARY | 34.02 | -91.77
74720 | PO BOX | ACHILLE | OK | PRIMARY | 33.83 | -96.38
74820 | STANDARD | ADA | OK | PRIMARY | 34.77 | -96.66
74821 | PO BOX | ADA | OK | PRIMARY | 34.77 | -96.66
74330 | STANDARD | ADAIR | OK | PRIMARY | 36.43 | -95.26
73520 | PO BOX | ADDINGTON | OK | PRIMARY | 34.24 | -97.96
74331 | STANDARD | AFTON | OK | PRIMARY | 36.69 | -94.96
74824 | STANDARD | AGRA | OK | PRIMARY | 35.89 | -96.87
74721 | PO BOX | ALBANY | OK | PRIMARY | 33.88 | -96.17
73001 | PO BOX | ALBERT | OK | PRIMARY | 35.23 | -98.4
74521 | PO BOX | ALBION | OK | PRIMARY | 34.66 | -95.09
74522 | PO BOX | ALDERSON | OK | PRIMARY | 34.9 | -95.69
73002 | STANDARD | ALEX | OK | PRIMARY | 34.92 | -97.77
73716 | STANDARD | ALINE | OK | PRIMARY | 36.5 | -98.44
74825 | STANDARD | ALLEN | OK | PRIMARY | 34.87 | -96.41
73521 | STANDARD | ALTUS | OK | PRIMARY | 34.64 | -99.31
73522 | PO BOX | ALTUS | OK | PRIMARY | 34.64 | -99.31
73523 | STANDARD | ALTUS AFB | OK | PRIMARY | 34.65 | -99.28
73717 | STANDARD | ALVA | OK | PRIMARY | 36.8 | -98.66
73004 | STANDARD | AMBER | OK | PRIMARY | 35.16 | -97.88
73718 | STANDARD | AMES | OK | PRIMARY | 36.24 | -98.18
73719 | STANDARD | AMORITA | OK | PRIMARY | 36.92 | -98.29
73005 | STANDARD | ANADARKO | OK | PRIMARY | 35.06 | -98.24
74523 | STANDARD | ANTLERS | OK | PRIMARY | 34.23 | -95.61
73006 | STANDARD | APACHE | OK | PRIMARY | 34.89 | -98.35
73620 | STANDARD | ARAPAHO | OK | PRIMARY | 35.57 | -98.95
73007 | STANDARD | ARCADIA | OK | PRIMARY | 35.66 | -97.32
73401 | STANDARD | ARDMORE | OK | PRIMARY | 34.19 | -97.11
73402 | PO BOX | ARDMORE | OK | PRIMARY | 34.19 | -97.11
73403 | PO BOX | ARDMORE | OK | PRIMARY | 34.19 | -97.11
74901 | STANDARD | ARKOMA | OK | PRIMARY | 35.33 | -94.45
73832 | STANDARD | ARNETT | OK | PRIMARY | 36.13 | -99.77
74826 | STANDARD | ASHER | OK | PRIMARY | 34.98 | -96.92
74525 | STANDARD | ATOKA | OK | PRIMARY | 34.38 | -96.13
74827 | STANDARD | ATWOOD | OK | PRIMARY | 34.95 | -96.33
74001 | PO BOX | AVANT | OK | PRIMARY | 36.48 | -96.06
74002 | STANDARD | BARNSDALL | OK | PRIMARY | 36.56 | -96.16
74003 | STANDARD | BARTLESVILLE | OK | PRIMARY | 36.73 | -95.94
74004 | UNIQUE | BARTLESVILLE | OK | PRIMARY | 36.73 | -95.94
74005 | PO BOX | BARTLESVILLE | OK | PRIMARY | 36.73 | -95.94
74006 | STANDARD | BARTLESVILLE | OK | PRIMARY | 36.73 | -95.94
74722 | PO BOX | BATTIEST | OK | PRIMARY | 34.4 | -94.93
74421 | STANDARD | BEGGS | OK | PRIMARY | 35.78 | -96.02
74723 | STANDARD | BENNINGTON | OK | PRIMARY | 34 | -96.03
73622 | STANDARD | BESSIE | OK | PRIMARY | 35.38 | -98.98
73008 | STANDARD | BETHANY | OK | PRIMARY | 35.5 | -97.64
74724 | STANDARD | BETHEL | OK | PRIMARY | 34.35 | -94.85
74332 | STANDARD | BIG CABIN | OK | PRIMARY | 36.53 | -95.22
74630 | STANDARD | BILLINGS | OK | PRIMARY | 36.53 | -97.44
73009 | STANDARD | BINGER | OK | PRIMARY | 35.3 | -98.34
73720 | STANDARD | BISON | OK | PRIMARY | 36.2 | -97.88
74008 | STANDARD | BIXBY | OK | PRIMARY | 35.94 | -95.87
74631 | STANDARD | BLACKWELL | OK | PRIMARY | 36.8 | -97.29
74646 | STANDARD | NARDIN | OK | PRIMARY | 36.8 | -97.44
73526 | STANDARD | BLAIR | OK | PRIMARY | 34.77 | -99.33
73010 | STANDARD | BLANCHARD | OK | PRIMARY | 35.14 | -97.65
74528 | STANDARD | BLANCO | OK | PRIMARY | 34.75 | -95.77
74333 | STANDARD | BLUEJACKET | OK | PRIMARY | 36.8 | -95.07
74726 | STANDARD | BOKCHITO | OK | PRIMARY | 34.01 | -96.14
74930 | STANDARD | BOKOSHE | OK | PRIMARY | 35.19 | -94.79
74829 | STANDARD | BOLEY | OK | PRIMARY | 35.49 | -96.47
74727 | STANDARD | BOSWELL | OK | PRIMARY | 34.02 | -95.86
74830 | PO BOX | BOWLEGS | OK | PRIMARY | 35.14 | -96.66
74422 | STANDARD | BOYNTON | OK | PRIMARY | 35.64 | -95.65
73011 | STANDARD | BRADLEY | OK | PRIMARY | 34.87 | -97.7
74423 | STANDARD | BRAGGS | OK | PRIMARY | 35.66 | -95.19
74439 | PO BOX | BRAGGS | OK | PRIMARY | 35.88 | -95.23
74632 | STANDARD | BRAMAN | OK | PRIMARY | 36.92 | -97.33
74010 | STANDARD | BRISTOW | OK | PRIMARY | 35.83 | -96.39
74011 | STANDARD | BROKEN ARROW | OK | PRIMARY | 36.03 | -95.78
74012 | STANDARD | BROKEN ARROW | OK | PRIMARY | 36.03 | -95.78
74013 | PO BOX | BROKEN ARROW | OK | PRIMARY | 36.03 | -95.78
74014 | STANDARD | BROKEN ARROW | OK | PRIMARY | 36.03 | -95.78
74728 | STANDARD | BROKEN BOW | OK | PRIMARY | 34.02 | -94.73
74530 | PO BOX | BROMIDE | OK | PRIMARY | 34.41 | -96.49
73834 | STANDARD | BUFFALO | OK | PRIMARY | 36.83 | -99.62
73855 | STANDARD | ROSSTON | OK | PRIMARY | 36.81 | -99.92
74931 | STANDARD | BUNCH | OK | PRIMARY | 35.68 | -94.77
74633 | STANDARD | BURBANK | OK | PRIMARY | 36.69 | -96.72
73722 | STANDARD | BURLINGTON | OK | PRIMARY | 36.9 | -98.42
73430 | STANDARD | BURNEYVILLE | OK | PRIMARY | 33.9 | -97.28
73624 | PO BOX | BURNS FLAT | OK | PRIMARY | 35.35 | -99.17
73625 | STANDARD | BUTLER | OK | PRIMARY | 35.63 | -99.18
74831 | STANDARD | BYARS | OK | PRIMARY | 34.87 | -97.05
73527 | STANDARD | CACHE | OK | PRIMARY | 34.62 | -98.61
74729 | STANDARD | CADDO | OK | PRIMARY | 34.13 | -96.26
74730 | STANDARD | CALERA | OK | PRIMARY | 33.93 | -96.43
73014 | STANDARD | CALUMET | OK | PRIMARY | 35.6 | -98.12
74531 | STANDARD | CALVIN | OK | PRIMARY | 34.96 | -96.25
73835 | STANDARD | CAMARGO | OK | PRIMARY | 36.01 | -99.28
74932 | STANDARD | CAMERON | OK | PRIMARY | 35.13 | -94.53
74425 | STANDARD | CANADIAN | OK | PRIMARY | 35.17 | -95.64
74533 | STANDARD | CANEY | OK | PRIMARY | 34.23 | -96.21
73724 | STANDARD | CANTON | OK | PRIMARY | 36.05 | -98.58
73626 | STANDARD | CANUTE | OK | PRIMARY | 35.42 | -99.27
73726 | STANDARD | CARMEN | OK | PRIMARY | 36.57 | -98.45
73015 | STANDARD | CARNEGIE | OK | PRIMARY | 35.1 | -98.59
74832 | STANDARD | CARNEY | OK | PRIMARY | 35.8 | -97.01
73727 | STANDARD | CARRIER | OK | PRIMARY | 36.47 | -98.01
73627 | STANDARD | CARTER | OK | PRIMARY | 35.21 | -99.5
74731 | STANDARD | CARTWRIGHT | OK | PRIMARY | 33.85 | -96.57
73016 | STANDARD | CASHION | OK | PRIMARY | 35.8 | -97.67
74833 | STANDARD | CASTLE | OK | PRIMARY | 35.47 | -96.38
74015 | STANDARD | CATOOSA | OK | PRIMARY | 36.18 | -95.76
73017 | STANDARD | CEMENT | OK | PRIMARY | 34.93 | -98.13
74534 | STANDARD | CENTRAHOMA | OK | PRIMARY | 34.6 | -96.34
74834 | STANDARD | CHANDLER | OK | PRIMARY | 35.7 | -96.87
73528 | STANDARD | CHATTANOOGA | OK | PRIMARY | 34.42 | -98.65
74426 | STANDARD | CHECOTAH | OK | PRIMARY | 35.47 | -95.52
74016 | STANDARD | CHELSEA | OK | PRIMARY | 36.53 | -95.43
73728 | STANDARD | CHEROKEE | OK | PRIMARY | 36.75 | -98.35
73838 | STANDARD | CHESTER | OK | PRIMARY | 36.22 | -98.92
73628 | STANDARD | CHEYENNE | OK | PRIMARY | 35.61 | -99.67
73018 | STANDARD | CHICKASHA | OK | PRIMARY | 35.04 | -97.95
73023 | PO BOX | CHICKASHA | OK | PRIMARY | 35.04 | -97.95
73020 | STANDARD | CHOCTAW | OK | PRIMARY | 35.48 | -97.26
74337 | STANDARD | CHOUTEAU | OK | PRIMARY | 36.18 | -95.33
74017 | STANDARD | CLAREMORE | OK | PRIMARY | 36.31 | -95.61
74018 | PO BOX | CLAREMORE | OK | PRIMARY | 36.31 | -95.61
74019 | STANDARD | CLAREMORE | OK | PRIMARY | 36.28 | -95.49
74535 | PO BOX | CLARITA | OK | PRIMARY | 34.48 | -96.43
74536 | STANDARD | CLAYTON | OK | PRIMARY | 34.58 | -95.35
73729 | STANDARD | CLEO SPRINGS | OK | PRIMARY | 36.4 | -98.43
74020 | STANDARD | CLEVELAND | OK | PRIMARY | 36.29 | -96.46
73601 | STANDARD | CLINTON | OK | PRIMARY | 35.5 | -98.97
74538 | STANDARD | COALGATE | OK | PRIMARY | 34.53 | -96.21
74733 | STANDARD | COLBERT | OK | PRIMARY | 33.85 | -96.5
74338 | STANDARD | COLCORD | OK | PRIMARY | 36.26 | -94.69
73432 | STANDARD | COLEMAN | OK | PRIMARY | 34.27 | -96.42
74021 | STANDARD | COLLINSVILLE | OK | PRIMARY | 36.37 | -95.85
73021 | STANDARD | COLONY | OK | PRIMARY | 35.34 | -98.67
73529 | STANDARD | COMANCHE | OK | PRIMARY | 34.36 | -97.96
74339 | STANDARD | COMMERCE | OK | PRIMARY | 36.93 | -94.86
73022 | PO BOX | CONCHO | OK | PRIMARY | 35.62 | -98
74836 | PO BOX | CONNERVILLE | OK | PRIMARY | 34.44 | -96.65
74427 | STANDARD | COOKSON | OK | PRIMARY | 35.7 | -94.97
74022 | STANDARD | COPAN | OK | PRIMARY | 36.89 | -95.92
73632 | STANDARD | CORDELL | OK | PRIMARY | 35.3 | -98.98
73024 | STANDARD | CORN | OK | PRIMARY | 35.37 | -98.78
74428 | STANDARD | COUNCIL HILL | OK | PRIMARY | 35.55 | -95.65
73425 | PO BOX | COUNTYLINE | OK | PRIMARY | 34.45 | -97.57
73730 | STANDARD | COVINGTON | OK | PRIMARY | 36.3 | -97.58
74429 | STANDARD | COWETA | OK | PRIMARY | 35.96 | -95.66
73027 | STANDARD | COYLE | OK | PRIMARY | 35.95 | -97.23
73028 | STANDARD | CRESCENT | OK | PRIMARY | 35.94 | -97.58
74837 | PO BOX | CROMWELL | OK | PRIMARY | 35.34 | -96.45
74430 | PO BOX | CROWDER | OK | PRIMARY | 35.12 | -95.66
74023 | STANDARD | CUSHING | OK | PRIMARY | 35.97 | -96.76
73639 | STANDARD | CUSTER CITY | OK | PRIMARY | 35.66 | -98.88
73029 | STANDARD | CYRIL | OK | PRIMARY | 34.89 | -98.2
73731 | STANDARD | DACOMA | OK | PRIMARY | 36.66 | -98.56
74540 | STANDARD | DAISY | OK | PRIMARY | 34.53 | -95.73
74026 | PO BOX | DAVENPORT | OK | PRIMARY | 35.7 | -96.76
73530 | STANDARD | DAVIDSON | OK | PRIMARY | 34.24 | -99.07
73030 | STANDARD | DAVIS | OK | PRIMARY | 34.48 | -97.13
73039 | PO BOX | DAVIS | OK | PRIMARY | 34.62 | -97.48
73488 | STANDARD | TUSSY | OK | PRIMARY | 34.5 | -97.54
74636 | STANDARD | DEER CREEK | OK | PRIMARY | 36.8 | -97.51
74027 | STANDARD | DELAWARE | OK | PRIMARY | 36.77 | -95.64
74028 | STANDARD | DEPEW | OK | PRIMARY | 35.8 | -96.5
73531 | STANDARD | DEVOL | OK | PRIMARY | 34.19 | -98.58
74431 | PO BOX | DEWAR | OK | PRIMARY | 35.45 | -95.94
74029 | STANDARD | DEWEY | OK | PRIMARY | 36.78 | -95.93
73031 | PO BOX | DIBBLE | OK | PRIMARY | 35.03 | -97.62
73641 | STANDARD | DILL CITY | OK | PRIMARY | 35.28 | -99.13
74340 | PO BOX | DISNEY | OK | PRIMARY | 36.47 | -95.02
73032 | PO BOX | DOUGHERTY | OK | PRIMARY | 34.39 | -97.05
73733 | STANDARD | DOUGLAS | OK | PRIMARY | 36.26 | -97.66
73734 | STANDARD | DOVER | OK | PRIMARY | 35.98 | -97.91
73735 | STANDARD | DRUMMOND | OK | PRIMARY | 36.3 | -98.03
74030 | STANDARD | DRUMRIGHT | OK | PRIMARY | 35.99 | -96.59
73532 | STANDARD | DUKE | OK | PRIMARY | 34.67 | -99.58
73533 | STANDARD | DUNCAN | OK | PRIMARY | 34.52 | -97.96
73534 | PO BOX | DUNCAN | OK | PRIMARY | 34.52 | -97.96
73536 | UNIQUE | DUNCAN | OK | PRIMARY | 34.52 | -97.96
74701 | STANDARD | DURANT | OK | PRIMARY | 33.98 | -96.39
74702 | PO BOX | DURANT | OK | PRIMARY | 33.98 | -96.39
73638 | STANDARD | CRAWFORD | OK | PRIMARY | 35.83 | -99.8
73642 | STANDARD | DURHAM | OK | PRIMARY | 35.83 | -99.92
74839 | STANDARD | DUSTIN | OK | PRIMARY | 35.27 | -96.03
74734 | STANDARD | EAGLETOWN | OK | PRIMARY | 34.03 | -94.57
73033 | PO BOX | EAKLY | OK | PRIMARY | 35.3 | -98.55
74840 | STANDARD | EARLSBORO | OK | PRIMARY | 35.32 | -96.79
73003 | STANDARD | EDMOND | OK | PRIMARY | 35.67 | -97.41
73012 | STANDARD | EDMOND | OK | PRIMARY | 35.65 | -97.52
73013 | STANDARD | EDMOND | OK | PRIMARY | 35.67 | -97.41
73025 | STANDARD | EDMOND | OK | PRIMARY | 35.65 | -97.47
73034 | STANDARD | EDMOND | OK | PRIMARY | 35.67 | -97.41
73083 | PO BOX | EDMOND | OK | PRIMARY | 35.67 | -97.41
73537 | STANDARD | ELDORADO | OK | PRIMARY | 34.47 | -99.65
73538 | STANDARD | ELGIN | OK | PRIMARY | 34.78 | -98.29
73644 | STANDARD | ELK CITY | OK | PRIMARY | 35.4 | -99.41
73648 | PO BOX | ELK CITY | OK | PRIMARY | 35.4 | -99.41
73539 | STANDARD | ELMER | OK | PRIMARY | 34.48 | -99.35
73433 | STANDARD | ELMORE CITY | OK | PRIMARY | 34.62 | -97.39
73036 | STANDARD | EL RENO | OK | PRIMARY | 35.54 | -97.96
73701 | STANDARD | ENID | OK | PRIMARY | 36.4 | -97.86
73702 | PO BOX | ENID | OK | PRIMARY | 36.4 | -97.86
73703 | STANDARD | ENID | OK | PRIMARY | 36.4 | -97.86
73705 | STANDARD | ENID | OK | PRIMARY | 36.4 | -97.86
73706 | PO BOX | ENID | OK | PRIMARY | 36.4 | -97.86
73645 | STANDARD | ERICK | OK | PRIMARY | 35.21 | -99.86
73668 | STANDARD | TEXOLA | OK | PRIMARY | 35.21 | -99.98
74342 | STANDARD | EUCHA | OK | PRIMARY | 36.37 | -94.91
74432 | STANDARD | EUFAULA | OK | PRIMARY | 35.29 | -95.58
74461 | STANDARD | STIDHAM | OK | PRIMARY | 35.36 | -95.7
74637 | STANDARD | FAIRFAX | OK | PRIMARY | 36.57 | -96.7
74343 | STANDARD | FAIRLAND | OK | PRIMARY | 36.75 | -94.84
73736 | STANDARD | FAIRMONT | OK | PRIMARY | 36.35 | -97.7
73737 | STANDARD | FAIRVIEW | OK | PRIMARY | 36.26 | -98.47
74935 | PO BOX | FANSHAWE | OK | PRIMARY | 34.98 | -94.86
73840 | STANDARD | FARGO | OK | PRIMARY | 36.37 | -99.62
73540 | STANDARD | FAXON | OK | PRIMARY | 34.46 | -98.57
73646 | STANDARD | FAY | OK | PRIMARY | 35.82 | -98.65
74543 | STANDARD | FINLEY | OK | PRIMARY | 34.33 | -95.5
74842 | PO BOX | FITTSTOWN | OK | PRIMARY | 34.62 | -96.63
74843 | STANDARD | FITZHUGH | OK | PRIMARY | 34.66 | -96.77
73541 | STANDARD | FLETCHER | OK | PRIMARY | 34.82 | -98.24
73038 | STANDARD | FORT COBB | OK | PRIMARY | 35.1 | -98.44
74434 | STANDARD | FORT GIBSON | OK | PRIMARY | 35.78 | -95.24
73841 | STANDARD | FORT SUPPLY | OK | PRIMARY | 36.57 | -99.57
74735 | STANDARD | FORT TOWSON | OK | PRIMARY | 34.02 | -95.29
73647 | STANDARD | FOSS | OK | PRIMARY | 35.45 | -99.17
73434 | STANDARD | FOSTER | OK | PRIMARY | 34.62 | -97.48
73435 | PO BOX | FOX | OK | PRIMARY | 34.35 | -97.48
74031 | PO BOX | FOYIL | OK | PRIMARY | 36.43 | -95.52
74844 | PO BOX | FRANCIS | OK | PRIMARY | 34.87 | -96.59
73542 | STANDARD | FREDERICK | OK | PRIMARY | 34.38 | -99.01
73551 | STANDARD | HOLLISTER | OK | PRIMARY | 34.34 | -98.87
73842 | STANDARD | FREEDOM | OK | PRIMARY | 36.76 | -99.11
73843 | STANDARD | GAGE | OK | PRIMARY | 36.31 | -99.75
74936 | STANDARD | GANS | OK | PRIMARY | 35.38 | -94.69
73738 | STANDARD | GARBER | OK | PRIMARY | 36.43 | -97.58
74736 | STANDARD | GARVIN | OK | PRIMARY | 33.95 | -94.94
73844 | STANDARD | GATE | OK | PRIMARY | 36.85 | -100.05
73040 | STANDARD | GEARY | OK | PRIMARY | 35.62 | -98.31
73436 | PO BOX | GENE AUTRY | OK | PRIMARY | 34.28 | -97.03
73543 | STANDARD | GERONIMO | OK | PRIMARY | 34.48 | -98.38
74032 | STANDARD | GLENCOE | OK | PRIMARY | 36.22 | -96.92
74033 | STANDARD | GLENPOOL | OK | PRIMARY | 35.95 | -96
74737 | PO BOX | GOLDEN | OK | PRIMARY | 34.04 | -94.9
73739 | STANDARD | GOLTRY | OK | PRIMARY | 36.53 | -98.15
74435 | STANDARD | GORE | OK | PRIMARY | 35.54 | -95.11
73041 | STANDARD | GOTEBO | OK | PRIMARY | 35.07 | -98.87
73544 | STANDARD | GOULD | OK | PRIMARY | 34.66 | -99.77
74545 | PO BOX | GOWEN | OK | PRIMARY | 34.87 | -95.47
73042 | STANDARD | GRACEMONT | OK | PRIMARY | 35.18 | -98.25
73437 | STANDARD | GRAHAM | OK | PRIMARY | 34.33 | -97.43
73546 | STANDARD | GRANDFIELD | OK | PRIMARY | 34.23 | -98.68
73553 | STANDARD | LOVELAND | OK | PRIMARY | 34.3 | -98.77
73547 | STANDARD | GRANITE | OK | PRIMARY | 34.96 | -99.37
74738 | STANDARD | GRANT | OK | PRIMARY | 33.93 | -95.52
73043 | STANDARD | GREENFIELD | OK | PRIMARY | 35.72 | -98.37
74344 | STANDARD | GROVE | OK | PRIMARY | 36.59 | -94.78
74345 | PO BOX | GROVE | OK | PRIMARY | 36.59 | -94.78
73044 | STANDARD | GUTHRIE | OK | PRIMARY | 35.84 | -97.42
74546 | PO BOX | HAILEYVILLE | OK | PRIMARY | 34.85 | -95.57
74034 | PO BOX | HALLETT | OK | PRIMARY | 36.23 | -96.56
73650 | STANDARD | HAMMON | OK | PRIMARY | 35.63 | -99.38
74845 | STANDARD | HANNA | OK | PRIMARY | 35.2 | -95.88
73045 | STANDARD | HARRAH | OK | PRIMARY | 35.48 | -97.18
74547 | STANDARD | HARTSHORNE | OK | PRIMARY | 34.83 | -95.55
74436 | STANDARD | HASKELL | OK | PRIMARY | 35.82 | -95.67
73548 | STANDARD | HASTINGS | OK | PRIMARY | 34.22 | -98.1
74740 | STANDARD | HAWORTH | OK | PRIMARY | 33.84 | -94.65
73549 | STANDARD | HEADRICK | OK | PRIMARY | 34.62 | -99.13
73438 | STANDARD | HEALDTON | OK | PRIMARY | 34.23 | -97.48
74937 | STANDARD | HEAVENER | OK | PRIMARY | 34.89 | -94.6
73741 | STANDARD | HELENA | OK | PRIMARY | 36.54 | -98.27
74741 | STANDARD | HENDRIX | OK | PRIMARY | 33.77 | -96.4
74747 | PO BOX | KEMP | OK | PRIMARY | 33.76 | -96.35
73444 | STANDARD | HENNEPIN | OK | PRIMARY | 34.5 | -97.35
73742 | STANDARD | HENNESSEY | OK | PRIMARY | 36.1 | -97.89
74437 | STANDARD | HENRYETTA | OK | PRIMARY | 35.44 | -95.98
73743 | PO BOX | HILLSDALE | OK | PRIMARY | 36.56 | -97.99
73047 | STANDARD | HINTON | OK | PRIMARY | 35.49 | -98.35
73744 | STANDARD | HITCHCOCK | OK | PRIMARY | 35.96 | -98.34
74438 | PO BOX | HITCHITA | OK | PRIMARY | 35.51 | -95.75
73651 | STANDARD | HOBART | OK | PRIMARY | 35.02 | -99.09
74939 | STANDARD | HODGEN | OK | PRIMARY | 34.83 | -94.62
74848 | STANDARD | HOLDENVILLE | OK | PRIMARY | 35.08 | -96.39
74850 | STANDARD | LAMAR | OK | PRIMARY | 35.09 | -96.12
73550 | STANDARD | HOLLIS | OK | PRIMARY | 34.68 | -99.91
74035 | STANDARD | HOMINY | OK | PRIMARY | 36.42 | -96.39
73746 | PO BOX | HOPETON | OK | PRIMARY | 36.68 | -98.67
74940 | STANDARD | HOWE | OK | PRIMARY | 34.94 | -94.63
74743 | STANDARD | HUGO | OK | PRIMARY | 34.01 | -95.51
74441 | STANDARD | HULBERT | OK | PRIMARY | 35.93 | -95.14
74640 | STANDARD | HUNTER | OK | PRIMARY | 36.56 | -97.66
73048 | STANDARD | HYDRO | OK | PRIMARY | 35.54 | -98.57
74745 | STANDARD | IDABEL | OK | PRIMARY | 33.9 | -94.81
73552 | STANDARD | INDIAHOMA | OK | PRIMARY | 34.62 | -98.75
74442 | STANDARD | INDIANOLA | OK | PRIMARY | 35.16 | -95.77
74036 | STANDARD | INOLA | OK | PRIMARY | 36.13 | -95.53
73747 | STANDARD | ISABELLA | OK | PRIMARY | 36.23 | -98.33
74346 | STANDARD | JAY | OK | PRIMARY | 36.42 | -94.79
74037 | STANDARD | JENKS | OK | PRIMARY | 36 | -95.97
74038 | STANDARD | JENNINGS | OK | PRIMARY | 36.18 | -96.56
73749 | STANDARD | JET | OK | PRIMARY | 36.66 | -98.18
73049 | STANDARD | JONES | OK | PRIMARY | 35.56 | -97.29
74347 | STANDARD | KANSAS | OK | PRIMARY | 36.2 | -94.79
74641 | STANDARD | KAW CITY | OK | PRIMARY | 36.76 | -96.86
74039 | STANDARD | KELLYVILLE | OK | PRIMARY | 35.94 | -96.21
74748 | STANDARD | KENEFIC | OK | PRIMARY | 34.14 | -96.36
74941 | STANDARD | KEOTA | OK | PRIMARY | 35.25 | -94.92
74349 | PO BOX | KETCHUM | OK | PRIMARY | 36.52 | -95.02
74041 | STANDARD | KIEFER | OK | PRIMARY | 35.94 | -96.05
73750 | STANDARD | KINGFISHER | OK | PRIMARY | 35.84 | -97.93
73764 | STANDARD | OMEGA | OK | PRIMARY | 35.86 | -98.19
73439 | STANDARD | KINGSTON | OK | PRIMARY | 34 | -96.72
74552 | STANDARD | KINTA | OK | PRIMARY | 35.11 | -95.23
74553 | STANDARD | KIOWA | OK | PRIMARY | 34.72 | -95.9
74576 | STANDARD | WARDVILLE | OK | PRIMARY | 34.66 | -96.02
74849 | STANDARD | KONAWA | OK | PRIMARY | 34.95 | -96.75
74554 | PO BOX | KREBS | OK | PRIMARY | 34.92 | -95.71
73753 | STANDARD | KREMLIN | OK | PRIMARY | 36.54 | -97.83
73754 | STANDARD | LAHOMA | OK | PRIMARY | 36.38 | -98.09
74643 | STANDARD | LAMONT | OK | PRIMARY | 36.69 | -97.55
74555 | STANDARD | LANE | OK | PRIMARY | 34.3 | -95.98
74350 | PO BOX | LANGLEY | OK | PRIMARY | 36.46 | -95.05
73050 | PO BOX | LANGSTON | OK | PRIMARY | 35.94 | -97.26
73848 | STANDARD | LAVERNE | OK | PRIMARY | 36.7 | -99.89
73501 | STANDARD | LAWTON | OK | PRIMARY | 34.6 | -98.42
73502 | PO BOX | LAWTON | OK | PRIMARY | 34.6 | -98.42
73503 | STANDARD | FORT SILL | OK | PRIMARY | 34.65 | -98.4
73505 | STANDARD | LAWTON | OK | PRIMARY | 34.6 | -98.42
73506 | PO BOX | LAWTON | OK | PRIMARY | 34.6 | -98.42
73507 | STANDARD | LAWTON | OK | PRIMARY | 34.6 | -98.42
73558 | PO BOX | MEERS | OK | PRIMARY | 34.78 | -98.57
73440 | STANDARD | LEBANON | OK | PRIMARY | 33.98 | -96.91
73654 | STANDARD | LEEDEY | OK | PRIMARY | 35.86 | -99.34
74942 | PO BOX | LEFLORE | OK | PRIMARY | 34.92 | -94.86
74556 | PO BOX | LEHIGH | OK | PRIMARY | 34.46 | -96.22
74042 | STANDARD | LENAPAH | OK | PRIMARY | 36.85 | -95.63
73441 | STANDARD | LEON | OK | PRIMARY | 33.87 | -97.42
74043 | PO BOX | LEONARD | OK | PRIMARY | 35.92 | -95.8
74943 | PO BOX | LEQUIRE | OK | PRIMARY | 35.1 | -95.1
73051 | STANDARD | LEXINGTON | OK | PRIMARY | 35.01 | -97.33
73052 | STANDARD | LINDSAY | OK | PRIMARY | 34.83 | -97.6
73442 | STANDARD | LOCO | OK | PRIMARY | 34.32 | -97.68
74352 | STANDARD | LOCUST GROVE | OK | PRIMARY | 36.19 | -95.16
73443 | STANDARD | LONE GROVE | OK | PRIMARY | 34.18 | -97.27
73655 | STANDARD | LONE WOLF | OK | PRIMARY | 34.99 | -99.24
73755 | STANDARD | LONGDALE | OK | PRIMARY | 36.13 | -98.55
73053 | STANDARD | LOOKEBA | OK | PRIMARY | 35.36 | -98.36
73756 | STANDARD | LOYAL | OK | PRIMARY | 35.97 | -98.11
73054 | STANDARD | LUTHER | OK | PRIMARY | 35.66 | -97.18
74501 | STANDARD | MCALESTER | OK | PRIMARY | 34.92 | -95.76
74502 | PO BOX | MCALESTER | OK | PRIMARY | 34.92 | -95.76
74529 | STANDARD | BLOCKER | OK | PRIMARY | 35.07 | -95.57
74944 | STANDARD | MCCURTAIN | OK | PRIMARY | 35.13 | -95.02
74851 | STANDARD | MCLOUD | OK | PRIMARY | 35.41 | -97.09
74852 | STANDARD | MACOMB | OK | PRIMARY | 35.14 | -97
73446 | STANDARD | MADILL | OK | PRIMARY | 34.09 | -96.77
73758 | STANDARD | MANCHESTER | OK | PRIMARY | 36.99 | -98.03
73554 | STANDARD | MANGUM | OK | PRIMARY | 34.87 | -99.5
73555 | PO BOX | MANITOU | OK | PRIMARY | 34.5 | -98.98
74044 | STANDARD | MANNFORD | OK | PRIMARY | 36.12 | -96.32
73447 | STANDARD | MANNSVILLE | OK | PRIMARY | 34.18 | -96.88
74045 | STANDARD | MARAMEC | OK | PRIMARY | 36.24 | -96.68
74945 | PO BOX | MARBLE CITY | OK | PRIMARY | 35.58 | -94.81
73448 | STANDARD | MARIETTA | OK | PRIMARY | 33.93 | -97.12
74644 | STANDARD | MARLAND | OK | PRIMARY | 36.56 | -97.15
73055 | STANDARD | MARLOW | OK | PRIMARY | 34.63 | -97.96
73056 | STANDARD | MARSHALL | OK | PRIMARY | 36.15 | -97.62
73556 | PO BOX | MARTHA | OK | PRIMARY | 34.72 | -99.38
74854 | STANDARD | MAUD | OK | PRIMARY | 35.13 | -96.77
73851 | STANDARD | MAY | OK | PRIMARY | 36.61 | -99.74
73057 | STANDARD | MAYSVILLE | OK | PRIMARY | 34.81 | -97.41
73449 | STANDARD | MEAD | OK | PRIMARY | 34 | -96.51
73759 | STANDARD | MEDFORD | OK | PRIMARY | 36.8 | -97.73
73557 | PO BOX | MEDICINE PARK | OK | PRIMARY | 34.72 | -98.46
74855 | STANDARD | MEEKER | OK | PRIMARY | 35.48 | -96.89
73760 | STANDARD | MENO | OK | PRIMARY | 36.38 | -98.17
73058 | STANDARD | MERIDIAN | OK | PRIMARY | 34.42 | -97.97
74354 | STANDARD | MIAMI | OK | PRIMARY | 36.88 | -94.87
74355 | PO BOX | MIAMI | OK | PRIMARY | 36.88 | -94.87
73450 | STANDARD | MILBURN | OK | PRIMARY | 34.24 | -96.55
74046 | PO BOX | MILFAY | OK | PRIMARY | 35.75 | -96.57
74856 | STANDARD | MILL CREEK | OK | PRIMARY | 34.4 | -96.82
74750 | PO BOX | MILLERTON | OK | PRIMARY | 33.98 | -95.01
73059 | STANDARD | MINCO | OK | PRIMARY | 35.31 | -97.95
74946 | PO BOX | MOFFETT | OK | PRIMARY | 35.38 | -94.44
74947 | PO BOX | MONROE | OK | PRIMARY | 34.98 | -94.52
74444 | PO BOX | MOODYS | OK | PRIMARY | 36.07 | -94.94
73852 | STANDARD | MOORELAND | OK | PRIMARY | 36.43 | -99.2
74445 | STANDARD | MORRIS | OK | PRIMARY | 35.61 | -95.86
73061 | STANDARD | MORRISON | OK | PRIMARY | 36.29 | -97.01
74047 | STANDARD | MOUNDS | OK | PRIMARY | 35.87 | -96.05
73559 | STANDARD | MOUNTAIN PARK | OK | PRIMARY | 34.69 | -98.95
73062 | STANDARD | MOUNTAIN VIEW | OK | PRIMARY | 35.09 | -98.75
74557 | STANDARD | MOYERS | OK | PRIMARY | 34.32 | -95.65
74948 | STANDARD | MULDROW | OK | PRIMARY | 35.4 | -94.6
73063 | STANDARD | MULHALL | OK | PRIMARY | 36.06 | -97.4
74949 | STANDARD | MUSE | OK | PRIMARY | 34.67 | -94.77
74401 | STANDARD | MUSKOGEE | OK | PRIMARY | 35.74 | -95.35
74402 | PO BOX | MUSKOGEE | OK | PRIMARY | 35.74 | -95.35
74403 | STANDARD | MUSKOGEE | OK | PRIMARY | 35.74 | -95.35
73064 | STANDARD | MUSTANG | OK | PRIMARY | 35.39 | -97.72
73853 | STANDARD | MUTUAL | OK | PRIMARY | 36.22 | -99.16
73761 | STANDARD | NASH | OK | PRIMARY | 36.66 | -98.05
74549 | STANDARD | KIAMICHI CHRISTIAN MISSION | OK | PRIMARY | 34.53 | -94.95
74558 | STANDARD | NASHOBA | OK | PRIMARY | 34.48 | -95.22
74857 | STANDARD | NEWALLA | OK | PRIMARY | 35.4 | -97.17
73065 | STANDARD | NEWCASTLE | OK | PRIMARY | 35.24 | -97.59
74647 | STANDARD | NEWKIRK | OK | PRIMARY | 36.88 | -97.05
73066 | PO BOX | NICOMA PARK | OK | PRIMARY | 35.49 | -97.32
73067 | STANDARD | NINNEKAH | OK | PRIMARY | 34.95 | -97.92
73068 | STANDARD | NOBLE | OK | PRIMARY | 35.14 | -97.37
73019 | UNIQUE | NORMAN | OK | PRIMARY | 35.22 | -97.34
73026 | STANDARD | NORMAN | OK | PRIMARY | 35.22 | -97.34
73069 | STANDARD | NORMAN | OK | PRIMARY | 35.22 | -97.34
73070 | PO BOX | NORMAN | OK | PRIMARY | 35.22 | -97.34
73071 | STANDARD | NORMAN | OK | PRIMARY | 35.22 | -97.34
73072 | STANDARD | NORMAN | OK | PRIMARY | 35.22 | -97.34
74358 | PO BOX | NORTH MIAMI | OK | PRIMARY | 36.91 | -94.87
74048 | STANDARD | NOWATA | OK | PRIMARY | 36.69 | -95.63
74050 | PO BOX | OAKHURST | OK | PRIMARY | 36.08 | -96.06
74359 | STANDARD | OAKS | OK | PRIMARY | 36.16 | -94.85
73658 | STANDARD | OAKWOOD | OK | PRIMARY | 35.93 | -98.7
74051 | STANDARD | OCHELATA | OK | PRIMARY | 36.6 | -95.98
74052 | PO BOX | OILTON | OK | PRIMARY | 36.08 | -96.58
73762 | STANDARD | OKARCHE | OK | PRIMARY | 35.72 | -97.97
74446 | PO BOX | OKAY | OK | PRIMARY | 35.85 | -95.31
73763 | STANDARD | OKEENE | OK | PRIMARY | 36.11 | -98.31
74859 | STANDARD | OKEMAH | OK | PRIMARY | 35.42 | -96.29
73101 | PO BOX | OKLAHOMA CITY | OK | PRIMARY | 35.46 | -97.51
73102 | STANDARD | OKLAHOMA CITY | OK | PRIMARY | 35.46 | -97.51
73103 | STANDARD | OKLAHOMA CITY | OK | PRIMARY | 35.46 | -97.51
73104 | STANDARD | OKLAHOMA CITY | OK | PRIMARY | 35.46 | -97.51
73105 | STANDARD | OKLAHOMA CITY | OK | PRIMARY | 35.46 | -97.51
73106 | STANDARD | OKLAHOMA CITY | OK | PRIMARY | 35.46 | -97.51
73107 | STANDARD | OKLAHOMA CITY | OK | PRIMARY | 35.46 | -97.51
73108 | STANDARD | OKLAHOMA CITY | OK | PRIMARY | 35.46 | -97.51
73109 | STANDARD | OKLAHOMA CITY | OK | PRIMARY | 35.46 | -97.51
73110 | STANDARD | OKLAHOMA CITY | OK | PRIMARY | 35.46 | -97.51
73111 | STANDARD | OKLAHOMA CITY | OK | PRIMARY | 35.46 | -97.51
73112 | STANDARD | OKLAHOMA CITY | OK | PRIMARY | 35.46 | -97.51
73113 | PO BOX | OKLAHOMA CITY | OK | PRIMARY | 35.46 | -97.51
73114 | STANDARD | OKLAHOMA CITY | OK | PRIMARY | 35.46 | -97.51
73115 | STANDARD | OKLAHOMA CITY | OK | PRIMARY | 35.46 | -97.51
73116 | STANDARD | OKLAHOMA CITY | OK | PRIMARY | 35.46 | -97.51
73117 | STANDARD | OKLAHOMA CITY | OK | PRIMARY | 35.46 | -97.51
73118 | STANDARD | OKLAHOMA CITY | OK | PRIMARY | 35.46 | -97.51
73119 | STANDARD | OKLAHOMA CITY | OK | PRIMARY | 35.46 | -97.51
73120 | STANDARD | OKLAHOMA CITY | OK | PRIMARY | 35.46 | -97.51
73121 | STANDARD | OKLAHOMA CITY | OK | PRIMARY | 35.46 | -97.51
73122 | STANDARD | OKLAHOMA CITY | OK | PRIMARY | 35.46 | -97.51
73123 | PO BOX | OKLAHOMA CITY | OK | PRIMARY | 35.46 | -97.51
73124 | PO BOX | OKLAHOMA CITY | OK | PRIMARY | 35.46 | -97.51
73125 | PO BOX | OKLAHOMA CITY | OK | PRIMARY | 35.46 | -97.51
73126 | PO BOX | OKLAHOMA CITY | OK | PRIMARY | 35.46 | -97.51
73127 | STANDARD | OKLAHOMA CITY | OK | PRIMARY | 35.46 | -97.51
73128 | STANDARD | OKLAHOMA CITY | OK | PRIMARY | 35.46 | -97.51
73129 | STANDARD | OKLAHOMA CITY | OK | PRIMARY | 35.46 | -97.51
73130 | STANDARD | OKLAHOMA CITY | OK | PRIMARY | 35.46 | -97.51
73131 | STANDARD | OKLAHOMA CITY | OK | PRIMARY | 35.46 | -97.51
73132 | STANDARD | OKLAHOMA CITY | OK | PRIMARY | 35.46 | -97.51
73134 | STANDARD | OKLAHOMA CITY | OK | PRIMARY | 35.46 | -97.51
73135 | STANDARD | OKLAHOMA CITY | OK | PRIMARY | 35.46 | -97.51
73136 | PO BOX | OKLAHOMA CITY | OK | PRIMARY | 35.46 | -97.51
73137 | PO BOX | OKLAHOMA CITY | OK | PRIMARY | 35.46 | -97.51
73139 | STANDARD | OKLAHOMA CITY | OK | PRIMARY | 35.46 | -97.51
73140 | PO BOX | OKLAHOMA CITY | OK | PRIMARY | 35.46 | -97.51
73141 | STANDARD | OKLAHOMA CITY | OK | PRIMARY | 35.46 | -97.51
73142 | STANDARD | OKLAHOMA CITY | OK | PRIMARY | 35.46 | -97.51
73143 | PO BOX | OKLAHOMA CITY | OK | PRIMARY | 35.46 | -97.51
73144 | PO BOX | OKLAHOMA CITY | OK | PRIMARY | 35.46 | -97.51
73145 | STANDARD | OKLAHOMA CITY | OK | PRIMARY | 35.46 | -97.51
73146 | PO BOX | OKLAHOMA CITY | OK | PRIMARY | 35.46 | -97.51
73147 | PO BOX | OKLAHOMA CITY | OK | PRIMARY | 35.46 | -97.51
73148 | PO BOX | OKLAHOMA CITY | OK | PRIMARY | 35.46 | -97.51
73149 | STANDARD | OKLAHOMA CITY | OK | PRIMARY | 35.46 | -97.51
73150 | STANDARD | OKLAHOMA CITY | OK | PRIMARY | 35.46 | -97.51
73151 | STANDARD | OKLAHOMA CITY | OK | PRIMARY | 35.46 | -97.51
73152 | PO BOX | OKLAHOMA CITY | OK | PRIMARY | 35.46 | -97.51
73153 | PO BOX | OKLAHOMA CITY | OK | PRIMARY | 35.46 | -97.51
73154 | PO BOX | OKLAHOMA CITY | OK | PRIMARY | 35.46 | -97.51
73155 | PO BOX | OKLAHOMA CITY | OK | PRIMARY | 35.46 | -97.51
73156 | PO BOX | OKLAHOMA CITY | OK | PRIMARY | 35.46 | -97.51
73157 | PO BOX | OKLAHOMA CITY | OK | PRIMARY | 35.46 | -97.51
73159 | STANDARD | OKLAHOMA CITY | OK | PRIMARY | 35.46 | -97.51
73160 | STANDARD | OKLAHOMA CITY | OK | PRIMARY | 35.46 | -97.51
73162 | STANDARD | OKLAHOMA CITY | OK | PRIMARY | 35.46 | -97.51
73163 | STANDARD | OKLAHOMA CITY | OK | PRIMARY | 35.46 | -97.51
73164 | PO BOX | OKLAHOMA CITY | OK | PRIMARY | 35.46 | -97.51
73165 | STANDARD | OKLAHOMA CITY | OK | PRIMARY | 35.46 | -97.51
73167 | STANDARD | OKLAHOMA CITY | OK | PRIMARY | 35.46 | -97.51
73169 | STANDARD | OKLAHOMA CITY | OK | PRIMARY | 35.46 | -97.51
73170 | STANDARD | OKLAHOMA CITY | OK | PRIMARY | 35.46 | -97.51
73172 | PO BOX | OKLAHOMA CITY | OK | PRIMARY | 35.46 | -97.51
73173 | STANDARD | OKLAHOMA CITY | OK | PRIMARY | 35.46 | -97.51
73178 | PO BOX | OKLAHOMA CITY | OK | PRIMARY | 35.46 | -97.51
73179 | STANDARD | OKLAHOMA CITY | OK | PRIMARY | 35.46 | -97.51
73184 | UNIQUE | OKLAHOMA CITY | OK | PRIMARY | 35.46 | -97.51
73185 | UNIQUE | OKLAHOMA CITY | OK | PRIMARY | 35.46 | -97.51
73189 | PO BOX | OKLAHOMA CITY | OK | PRIMARY | 35.46 | -97.51
73190 | UNIQUE | OKLAHOMA CITY | OK | PRIMARY | 35.46 | -97.51
73194 | UNIQUE | OKLAHOMA CITY | OK | PRIMARY | 35.46 | -97.51
73195 | STANDARD | OKLAHOMA CITY | OK | PRIMARY | 35.4 | -97.59
73196 | UNIQUE | OKLAHOMA CITY | OK | PRIMARY | 35.46 | -97.51
74447 | STANDARD | OKMULGEE | OK | PRIMARY | 35.63 | -95.95
74450 | STANDARD | OKTAHA | OK | PRIMARY | 35.57 | -95.47
73560 | STANDARD | OLUSTEE | OK | PRIMARY | 34.54 | -99.42
74053 | STANDARD | OOLOGAH | OK | PRIMARY | 36.44 | -95.71
73073 | STANDARD | ORLANDO | OK | PRIMARY | 36.14 | -97.37
74054 | STANDARD | OSAGE | OK | PRIMARY | 36.29 | -96.41
73453 | STANDARD | OVERBROOK | OK | PRIMARY | 34.07 | -97.15
74055 | STANDARD | OWASSO | OK | PRIMARY | 36.28 | -95.83
74860 | STANDARD | PADEN | OK | PRIMARY | 35.5 | -96.56
74951 | PO BOX | PANAMA | OK | PRIMARY | 35.17 | -94.66
74559 | PO BOX | PANOLA | OK | PRIMARY | 34.92 | -95.22
73074 | STANDARD | PAOLI | OK | PRIMARY | 34.82 | -97.26
74451 | STANDARD | PARK HILL | OK | PRIMARY | 35.75 | -95.02
73075 | STANDARD | PAULS VALLEY | OK | PRIMARY | 34.72 | -97.22
74056 | STANDARD | PAWHUSKA | OK | PRIMARY | 36.66 | -96.33
74058 | STANDARD | PAWNEE | OK | PRIMARY | 36.33 | -96.8
74452 | STANDARD | PEGGS | OK | PRIMARY | 36.08 | -95.1
74059 | STANDARD | PERKINS | OK | PRIMARY | 35.97 | -97.02
73077 | STANDARD | PERRY | OK | PRIMARY | 36.28 | -97.3
73757 | STANDARD | LUCIEN | OK | PRIMARY | 36.28 | -97.45
74752 | PO BOX | PICKENS | OK | PRIMARY | 34.4 | -95.03
73078 | STANDARD | PIEDMONT | OK | PRIMARY | 35.67 | -97.75
74560 | STANDARD | PITTSBURG | OK | PRIMARY | 34.71 | -95.85
74753 | PO BOX | PLATTER | OK | PRIMARY | 33.9 | -96.53
73079 | STANDARD | POCASSET | OK | PRIMARY | 35.2 | -97.93
74902 | STANDARD | POCOLA | OK | PRIMARY | 35.24 | -94.47
74601 | STANDARD | PONCA CITY | OK | PRIMARY | 36.72 | -97.06
74602 | PO BOX | PONCA CITY | OK | PRIMARY | 36.72 | -97.06
74604 | STANDARD | PONCA CITY | OK | PRIMARY | 36.72 | -97.06
73766 | STANDARD | POND CREEK | OK | PRIMARY | 36.66 | -97.8
74454 | STANDARD | PORTER | OK | PRIMARY | 35.86 | -95.52
74455 | STANDARD | PORUM | OK | PRIMARY | 35.35 | -95.26
74953 | STANDARD | POTEAU | OK | PRIMARY | 35.04 | -94.63
74864 | STANDARD | PRAGUE | OK | PRIMARY | 35.48 | -96.69
74456 | PO BOX | PRESTON | OK | PRIMARY | 35.72 | -95.98
74457 | STANDARD | PROCTOR | OK | PRIMARY | 35.97 | -94.78
74060 | STANDARD | PRUE | OK | PRIMARY | 36.24 | -96.26
74361 | STANDARD | PRYOR | OK | PRIMARY | 36.3 | -95.32
74362 | PO BOX | PRYOR | OK | PRIMARY | 36.3 | -95.32
73080 | STANDARD | PURCELL | OK | PRIMARY | 35.01 | -97.37
73659 | STANDARD | PUTNAM | OK | PRIMARY | 35.99 | -99.23
74335 | PO BOX | CARDIN | OK | PRIMARY | 36.97 | -94.85
74360 | STANDARD | PICHER | OK | PRIMARY | 36.98 | -94.83
74363 | STANDARD | QUAPAW | OK | PRIMARY | 36.95 | -94.78
74561 | STANDARD | QUINTON | OK | PRIMARY | 35.12 | -95.36
74650 | STANDARD | RALSTON | OK | PRIMARY | 36.5 | -96.73
74061 | STANDARD | RAMONA | OK | PRIMARY | 36.53 | -95.92
73562 | STANDARD | RANDLETT | OK | PRIMARY | 34.17 | -98.46
73481 | STANDARD | RATLIFF CITY | OK | PRIMARY | 34.44 | -97.51
74562 | STANDARD | RATTAN | OK | PRIMARY | 34.19 | -95.41
73455 | PO BOX | RAVIA | OK | PRIMARY | 34.24 | -96.75
74458 | PO BOX | REDBIRD | OK | PRIMARY | 35.88 | -95.58
74563 | STANDARD | RED OAK | OK | PRIMARY | 34.95 | -95.08
74651 | STANDARD | RED ROCK | OK | PRIMARY | 36.45 | -97.17
74459 | PO BOX | RENTIESVILLE | OK | PRIMARY | 35.52 | -95.49
73660 | STANDARD | REYDON | OK | PRIMARY | 35.65 | -99.92
73456 | STANDARD | RINGLING | OK | PRIMARY | 34.17 | -97.59
74754 | STANDARD | RINGOLD | OK | PRIMARY | 34.21 | -95.13
73768 | STANDARD | RINGWOOD | OK | PRIMARY | 36.38 | -98.24
74062 | STANDARD | RIPLEY | OK | PRIMARY | 36.01 | -96.9
73661 | STANDARD | ROCKY | OK | PRIMARY | 35.15 | -99.05
74865 | STANDARD | ROFF | OK | PRIMARY | 34.62 | -96.84
74954 | STANDARD | ROLAND | OK | PRIMARY | 35.41 | -94.51
73564 | STANDARD | ROOSEVELT | OK | PRIMARY | 34.84 | -99.02
74364 | STANDARD | ROSE | OK | PRIMARY | 36.22 | -95.03
74755 | STANDARD | RUFE | OK | PRIMARY | 34.12 | -95.15
73082 | STANDARD | RUSH SPRINGS | OK | PRIMARY | 34.77 | -97.95
73565 | STANDARD | RYAN | OK | PRIMARY | 34.02 | -97.95
74866 | PO BOX | SAINT LOUIS | OK | PRIMARY | 35.07 | -96.86
74365 | STANDARD | SALINA | OK | PRIMARY | 36.29 | -95.15
74955 | STANDARD | SALLISAW | OK | PRIMARY | 35.46 | -94.8
74063 | STANDARD | SAND SPRINGS | OK | PRIMARY | 36.13 | -96.13
74066 | STANDARD | SAPULPA | OK | PRIMARY | 35.99 | -96.09
74067 | PO BOX | SAPULPA | OK | PRIMARY | 35.99 | -96.09
74867 | STANDARD | SASAKWA | OK | PRIMARY | 34.94 | -96.52
74565 | PO BOX | SAVANNA | OK | PRIMARY | 34.82 | -95.83
74756 | STANDARD | SAWYER | OK | PRIMARY | 34.02 | -95.37
73662 | STANDARD | SAYRE | OK | PRIMARY | 35.29 | -99.63
74460 | PO BOX | SCHULTER | OK | PRIMARY | 35.52 | -95.95
73663 | STANDARD | SEILING | OK | PRIMARY | 36.14 | -98.92
74818 | PO BOX | SEMINOLE | OK | PRIMARY | 35.23 | -96.64
74868 | STANDARD | SEMINOLE | OK | PRIMARY | 35.23 | -96.64
73664 | STANDARD | SENTINEL | OK | PRIMARY | 35.15 | -99.17
74956 | STANDARD | SHADY POINT | OK | PRIMARY | 35.13 | -94.66
74068 | PO BOX | SHAMROCK | OK | PRIMARY | 35.91 | -96.57
73857 | STANDARD | SHARON | OK | PRIMARY | 36.27 | -99.33
73858 | STANDARD | SHATTUCK | OK | PRIMARY | 36.27 | -99.87
74801 | STANDARD | SHAWNEE | OK | PRIMARY | 35.33 | -96.91
74802 | PO BOX | SHAWNEE | OK | PRIMARY | 35.33 | -96.91
74804 | STANDARD | SHAWNEE | OK | PRIMARY | 35.33 | -96.91
74652 | STANDARD | SHIDLER | OK | PRIMARY | 36.78 | -96.65
74070 | STANDARD | SKIATOOK | OK | PRIMARY | 36.36 | -96.03
74071 | PO BOX | SLICK | OK | PRIMARY | 35.77 | -96.26
74957 | STANDARD | SMITHVILLE | OK | PRIMARY | 34.46 | -94.64
74567 | STANDARD | SNOW | OK | PRIMARY | 34.4 | -95.42
73566 | STANDARD | SNYDER | OK | PRIMARY | 34.65 | -98.95
74759 | STANDARD | SOPER | OK | PRIMARY | 34.03 | -95.69
73770 | STANDARD | SOUTHARD | OK | PRIMARY | 36.03 | -98.47
74072 | STANDARD | S COFFEYVILLE | OK | PRIMARY | 36.99 | -95.62
74869 | STANDARD | SPARKS | OK | PRIMARY | 35.61 | -96.81
74366 | STANDARD | SPAVINAW | OK | PRIMARY | 36.39 | -95.05
73084 | STANDARD | SPENCER | OK | PRIMARY | 35.5 | -97.37
74760 | STANDARD | SPENCERVILLE | OK | PRIMARY | 34.13 | -95.39
74073 | STANDARD | SPERRY | OK | PRIMARY | 36.29 | -95.98
74959 | STANDARD | SPIRO | OK | PRIMARY | 35.24 | -94.61
73458 | STANDARD | SPRINGER | OK | PRIMARY | 34.28 | -97.12
73567 | PO BOX | STERLING | OK | PRIMARY | 34.74 | -98.17
74462 | STANDARD | STIGLER | OK | PRIMARY | 35.25 | -95.12
74074 | STANDARD | STILLWATER | OK | PRIMARY | 36.13 | -97.07
74075 | STANDARD | STILLWATER | OK | PRIMARY | 36.13 | -97.07
74076 | PO BOX | STILLWATER | OK | PRIMARY | 36.13 | -97.07
74077 | UNIQUE | STILLWATER | OK | PRIMARY | 36.13 | -97.07
74078 | UNIQUE | STILLWATER | OK | PRIMARY | 36.13 | -97.07
74960 | STANDARD | STILWELL | OK | PRIMARY | 35.81 | -94.63
74871 | STANDARD | STONEWALL | OK | PRIMARY | 34.65 | -96.52
74367 | STANDARD | STRANG | OK | PRIMARY | 36.41 | -95.13
74872 | STANDARD | STRATFORD | OK | PRIMARY | 34.79 | -96.96
74569 | STANDARD | STRINGTOWN | OK | PRIMARY | 34.46 | -96.05
74079 | STANDARD | STROUD | OK | PRIMARY | 35.76 | -96.64
74570 | STANDARD | STUART | OK | PRIMARY | 34.9 | -96.09
73086 | STANDARD | SULPHUR | OK | PRIMARY | 34.5 | -96.97
73666 | STANDARD | SWEETWATER | OK | PRIMARY | 35.42 | -99.92
74761 | PO BOX | SWINK | OK | PRIMARY | 34.02 | -95.2
74463 | PO BOX | TAFT | OK | PRIMARY | 35.75 | -95.54
74464 | STANDARD | TAHLEQUAH | OK | PRIMARY | 35.91 | -94.97
74465 | PO BOX | TAHLEQUAH | OK | PRIMARY | 35.91 | -94.97
74080 | STANDARD | TALALA | OK | PRIMARY | 36.53 | -95.7
74571 | STANDARD | TALIHINA | OK | PRIMARY | 34.75 | -95.04
73667 | STANDARD | TALOGA | OK | PRIMARY | 36.04 | -98.96
73487 | PO BOX | TATUMS | OK | PRIMARY | 34.47 | -97.46
74873 | STANDARD | TECUMSEH | OK | PRIMARY | 35.26 | -96.93
73568 | STANDARD | TEMPLE | OK | PRIMARY | 34.27 | -98.23
74081 | STANDARD | TERLTON | OK | PRIMARY | 36.18 | -96.49
73561 | STANDARD | OSCAR | OK | PRIMARY | 33.98 | -97.75
73569 | STANDARD | TERRAL | OK | PRIMARY | 33.89 | -97.93
73459 | STANDARD | THACKERVILLE | OK | PRIMARY | 33.79 | -97.14
73669 | STANDARD | THOMAS | OK | PRIMARY | 35.74 | -98.74
73570 | STANDARD | TIPTON | OK | PRIMARY | 34.5 | -99.13
73460 | STANDARD | TISHOMINGO | OK | PRIMARY | 34.23 | -96.67
74653 | STANDARD | TONKAWA | OK | PRIMARY | 36.68 | -97.3
74875 | STANDARD | TRYON | OK | PRIMARY | 35.87 | -96.96
74101 | PO BOX | TULSA | OK | PRIMARY | 36.12 | -95.91
74102 | PO BOX | TULSA | OK | PRIMARY | 36.12 | -95.91
74103 | STANDARD | TULSA | OK | PRIMARY | 36.12 | -95.91
74104 | STANDARD | TULSA | OK | PRIMARY | 36.12 | -95.91
74105 | STANDARD | TULSA | OK | PRIMARY | 36.12 | -95.91
74106 | STANDARD | TULSA | OK | PRIMARY | 36.12 | -95.91
74107 | STANDARD | TULSA | OK | PRIMARY | 36.12 | -95.91
74108 | STANDARD | TULSA | OK | PRIMARY | 36.12 | -95.91
74110 | STANDARD | TULSA | OK | PRIMARY | 36.12 | -95.91
74112 | STANDARD | TULSA | OK | PRIMARY | 36.12 | -95.91
74114 | STANDARD | TULSA | OK | PRIMARY | 36.12 | -95.91
74115 | STANDARD | TULSA | OK | PRIMARY | 36.12 | -95.91
74116 | STANDARD | TULSA | OK | PRIMARY | 36.12 | -95.91
74117 | STANDARD | TULSA | OK | PRIMARY | 36.12 | -95.91
74119 | STANDARD | TULSA | OK | PRIMARY | 36.12 | -95.91
74120 | STANDARD | TULSA | OK | PRIMARY | 36.12 | -95.91
74121 | PO BOX | TULSA | OK | PRIMARY | 36.12 | -95.91
74126 | STANDARD | TULSA | OK | PRIMARY | 36.12 | -95.91
74127 | STANDARD | TULSA | OK | PRIMARY | 36.12 | -95.91
74128 | STANDARD | TULSA | OK | PRIMARY | 36.12 | -95.91
74129 | STANDARD | TULSA | OK | PRIMARY | 36.12 | -95.91
74130 | STANDARD | TULSA | OK | PRIMARY | 36.12 | -95.91
74131 | STANDARD | TULSA | OK | PRIMARY | 36.12 | -95.91
74132 | STANDARD | TULSA | OK | PRIMARY | 36.12 | -95.91
74133 | STANDARD | TULSA | OK | PRIMARY | 36.12 | -95.91
74134 | STANDARD | TULSA | OK | PRIMARY | 36.12 | -95.91
74135 | STANDARD | TULSA | OK | PRIMARY | 36.12 | -95.91
74136 | STANDARD | TULSA | OK | PRIMARY | 36.12 | -95.91
74137 | STANDARD | TULSA | OK | PRIMARY | 36.12 | -95.91
74141 | UNIQUE | TULSA | OK | PRIMARY | 36.12 | -95.91
74145 | STANDARD | TULSA | OK | PRIMARY | 36.12 | -95.91
74146 | STANDARD | TULSA | OK | PRIMARY | 36.12 | -95.91
74147 | PO BOX | TULSA | OK | PRIMARY | 36.12 | -95.91
74148 | PO BOX | TULSA | OK | PRIMARY | 36.12 | -95.91
74149 | PO BOX | TULSA | OK | PRIMARY | 36.12 | -95.91
74150 | PO BOX | TULSA | OK | PRIMARY | 36.12 | -95.91
74152 | PO BOX | TULSA | OK | PRIMARY | 36.12 | -95.91
74153 | PO BOX | TULSA | OK | PRIMARY | 36.12 | -95.91
74155 | PO BOX | TULSA | OK | PRIMARY | 36.12 | -95.91
74156 | PO BOX | TULSA | OK | PRIMARY | 36.12 | -95.91
74157 | PO BOX | TULSA | OK | PRIMARY | 36.12 | -95.91
74158 | PO BOX | TULSA | OK | PRIMARY | 36.12 | -95.91
74159 | PO BOX | TULSA | OK | PRIMARY | 36.12 | -95.91
74169 | PO BOX | TULSA | OK | PRIMARY | 36.12 | -95.91
74170 | PO BOX | TULSA | OK | PRIMARY | 36.12 | -95.91
74171 | UNIQUE | TULSA | OK | PRIMARY | 36.12 | -95.91
74172 | STANDARD | TULSA | OK | PRIMARY | 36.12 | -95.91
74182 | UNIQUE | TULSA | OK | PRIMARY | 36.12 | -95.91
74186 | UNIQUE | TULSA | OK | PRIMARY | 36.12 | -95.91
74187 | UNIQUE | TULSA | OK | PRIMARY | 36.12 | -95.91
74192 | UNIQUE | TULSA | OK | PRIMARY | 36.12 | -95.91
74193 | UNIQUE | TULSA | OK | PRIMARY | 36.12 | -95.91
74572 | STANDARD | TUPELO | OK | PRIMARY | 34.6 | -96.42
74574 | STANDARD | TUSKAHOMA | OK | PRIMARY | 34.62 | -95.27
73089 | STANDARD | TUTTLE | OK | PRIMARY | 35.29 | -97.75
74368 | STANDARD | TWIN OAKS | OK | PRIMARY | 36.2 | -94.85
73090 | STANDARD | UNION CITY | OK | PRIMARY | 35.4 | -97.89
74764 | STANDARD | VALLIANT | OK | PRIMARY | 34 | -95.08
73491 | PO BOX | VELMA | OK | PRIMARY | 34.45 | -97.66
74082 | PO BOX | VERA | OK | PRIMARY | 36.44 | -95.88
73092 | STANDARD | VERDEN | OK | PRIMARY | 35.08 | -98.08
74962 | STANDARD | VIAN | OK | PRIMARY | 35.49 | -94.97
73859 | STANDARD | VICI | OK | PRIMARY | 36.14 | -99.29
74301 | STANDARD | VINITA | OK | PRIMARY | 36.64 | -95.15
73571 | STANDARD | VINSON | OK | PRIMARY | 34.9 | -99.87
74467 | STANDARD | WAGONER | OK | PRIMARY | 35.95 | -95.38
74477 | PO BOX | WAGONER | OK | PRIMARY | 35.95 | -95.38
74468 | PO BOX | WAINWRIGHT | OK | PRIMARY | 35.61 | -95.56
73771 | STANDARD | WAKITA | OK | PRIMARY | 36.88 | -97.92
73572 | STANDARD | WALTERS | OK | PRIMARY | 34.35 | -98.3
74878 | STANDARD | WANETTE | OK | PRIMARY | 34.96 | -97.03
74083 | STANDARD | WANN | OK | PRIMARY | 36.91 | -95.8
73461 | STANDARD | WAPANUCKA | OK | PRIMARY | 34.37 | -96.42
74469 | STANDARD | WARNER | OK | PRIMARY | 35.49 | -95.3
73093 | STANDARD | WASHINGTON | OK | PRIMARY | 35.05 | -97.48
73772 | STANDARD | WATONGA | OK | PRIMARY | 35.84 | -98.41
74963 | STANDARD | WATSON | OK | PRIMARY | 34.43 | -94.55
74964 | STANDARD | WATTS | OK | PRIMARY | 36.1 | -94.57
73773 | STANDARD | WAUKOMIS | OK | PRIMARY | 36.28 | -97.9
73573 | STANDARD | WAURIKA | OK | PRIMARY | 34.18 | -98.02
73095 | STANDARD | WAYNE | OK | PRIMARY | 34.91 | -97.31
73860 | STANDARD | WAYNOKA | OK | PRIMARY | 36.58 | -98.87
73096 | STANDARD | WEATHERFORD | OK | PRIMARY | 35.53 | -98.68
74470 | STANDARD | WEBBERS FALLS | OK | PRIMARY | 35.5 | -95.16
74369 | STANDARD | WELCH | OK | PRIMARY | 36.87 | -95.09
74880 | STANDARD | WELEETKA | OK | PRIMARY | 35.33 | -96.13
74471 | STANDARD | WELLING | OK | PRIMARY | 35.91 | -94.85
74881 | STANDARD | WELLSTON | OK | PRIMARY | 35.68 | -97.06
74965 | STANDARD | WESTVILLE | OK | PRIMARY | 35.98 | -94.57
74883 | STANDARD | WETUMKA | OK | PRIMARY | 35.24 | -96.23
74884 | STANDARD | WEWOKA | OK | PRIMARY | 35.14 | -96.49
73097 | PO BOX | WHEATLAND | OK | PRIMARY | 35.39 | -97.65
74440 | PO BOX | HOYT | OK | PRIMARY | 35.28 | -95.3
74472 | STANDARD | WHITEFIELD | OK | PRIMARY | 35.25 | -95.23
74577 | STANDARD | WHITESBORO | OK | PRIMARY | 34.68 | -94.88
74578 | STANDARD | WILBURTON | OK | PRIMARY | 34.91 | -95.3
73673 | STANDARD | WILLOW | OK | PRIMARY | 35.05 | -99.5
73463 | STANDARD | WILSON | OK | PRIMARY | 34.15 | -97.43
74966 | STANDARD | WISTER | OK | PRIMARY | 34.97 | -94.72
73801 | STANDARD | WOODWARD | OK | PRIMARY | 36.42 | -99.4
73802 | PO BOX | WOODWARD | OK | PRIMARY | 36.42 | -99.4
74766 | STANDARD | WRIGHT CITY | OK | PRIMARY | 34.06 | -95
74370 | STANDARD | WYANDOTTE | OK | PRIMARY | 36.79 | -94.72
73098 | STANDARD | WYNNEWOOD | OK | PRIMARY | 34.64 | -97.16
74084 | STANDARD | WYNONA | OK | PRIMARY | 36.54 | -96.32
74085 | STANDARD | YALE | OK | PRIMARY | 36.11 | -96.7
73085 | PO BOX | YUKON | OK | PRIMARY | 35.51 | -97.76
73099 | STANDARD | YUKON | OK | PRIMARY | 35.51 | -97.76
71854 | STANDARD | TEXARKANA | AR | PRIMARY | 33.45 | -94.01
75001 | STANDARD | ADDISON | TX | PRIMARY | 32.96 | -96.83
75410 | STANDARD | ALBA | TX | PRIMARY | 32.79 | -95.63
75002 | STANDARD | ALLEN | TX | PRIMARY | 33.1 | -96.66
75013 | STANDARD | ALLEN | TX | PRIMARY | 33.1 | -96.66
75925 | STANDARD | ALTO | TX | PRIMARY | 31.65 | -95.07
75409 | STANDARD | ANNA | TX | PRIMARY | 33.35 | -96.54
75550 | STANDARD | ANNONA | TX | PRIMARY | 33.58 | -94.91
75926 | STANDARD | APPLE SPRINGS | TX | PRIMARY | 31.26 | -94.97
75750 | STANDARD | ARP | TX | PRIMARY | 32.22 | -95.05
75411 | STANDARD | ARTHUR CITY | TX | PRIMARY | 33.84 | -95.46
75751 | STANDARD | ATHENS | TX | PRIMARY | 32.2 | -95.85
75752 | STANDARD | ATHENS | TX | PRIMARY | 32.2 | -95.85
75551 | STANDARD | ATLANTA | TX | PRIMARY | 33.11 | -94.16
75554 | STANDARD | AVERY | TX | PRIMARY | 33.55 | -94.77
75630 | STANDARD | AVINGER | TX | PRIMARY | 32.89 | -94.55
75412 | STANDARD | BAGWELL | TX | PRIMARY | 33.82 | -95.14
75413 | PO BOX | BAILEY | TX | PRIMARY | 33.43 | -96.16
75101 | PO BOX | BARDWELL | TX | PRIMARY | 32.26 | -96.69
75102 | STANDARD | BARRY | TX | PRIMARY | 32.09 | -96.63
75631 | STANDARD | BECKVILLE | TX | PRIMARY | 32.24 | -94.45
75414 | STANDARD | BELLS | TX | PRIMARY | 33.62 | -96.41
75415 | STANDARD | BEN FRANKLIN | TX | PRIMARY | 33.47 | -95.77
75754 | STANDARD | BEN WHEELER | TX | PRIMARY | 32.41 | -95.66
75755 | STANDARD | BIG SANDY | TX | PRIMARY | 32.58 | -95.11
75797 | UNIQUE | BIG SANDY | TX | PRIMARY | 32.58 | -95.11
75555 | STANDARD | BIVINS | TX | PRIMARY | 32.95 | -94.14
75556 | STANDARD | BLOOMBURG | TX | PRIMARY | 33.13 | -94.05
75416 | STANDARD | BLOSSOM | TX | PRIMARY | 33.66 | -95.38
75424 | STANDARD | BLUE RIDGE | TX | PRIMARY | 33.29 | -96.39
75417 | STANDARD | BOGATA | TX | PRIMARY | 33.46 | -95.21
75418 | STANDARD | BONHAM | TX | PRIMARY | 33.58 | -96.18
75928 | STANDARD | BON WIER | TX | PRIMARY | 30.68 | -93.75
75420 | STANDARD | BRASHEAR | TX | PRIMARY | 33.11 | -95.72
75929 | STANDARD | BROADDUS | TX | PRIMARY | 31.3 | -94.26
75930 | STANDARD | BRONSON | TX | PRIMARY | 31.34 | -94
75931 | STANDARD | BROOKELAND | TX | PRIMARY | 31.09 | -93.97
75421 | STANDARD | BROOKSTON | TX | PRIMARY | 33.61 | -95.67
75756 | STANDARD | BROWNSBORO | TX | PRIMARY | 32.29 | -95.61
75831 | STANDARD | BUFFALO | TX | PRIMARY | 31.46 | -96.06
75757 | STANDARD | BULLARD | TX | PRIMARY | 32.14 | -95.31
75932 | STANDARD | BURKEVILLE | TX | PRIMARY | 30.99 | -93.66
75135 | STANDARD | CADDO MILLS | TX | PRIMARY | 33.06 | -96.22
75933 | STANDARD | CALL | TX | PRIMARY | 30.61 | -93.87
75934 | PO BOX | CAMDEN | TX | PRIMARY | 30.95 | -94.71
75422 | STANDARD | CAMPBELL | TX | PRIMARY | 33.14 | -95.95
75103 | STANDARD | CANTON | TX | PRIMARY | 32.54 | -95.86
75006 | STANDARD | CARROLLTON | TX | PRIMARY | 32.98 | -96.89
75007 | STANDARD | CARROLLTON | TX | PRIMARY | 32.98 | -96.89
75010 | STANDARD | CARROLLTON | TX | PRIMARY | 32.98 | -96.89
75011 | PO BOX | CARROLLTON | TX | PRIMARY | 32.98 | -96.89
75633 | STANDARD | CARTHAGE | TX | PRIMARY | 32.15 | -94.33
75636 | PO BOX | CASON | TX | PRIMARY | 33.03 | -94.81
75832 | PO BOX | CAYUGA | TX | PRIMARY | 31.95 | -95.97
75104 | STANDARD | CEDAR HILL | TX | PRIMARY | 32.58 | -96.95
75106 | PO BOX | CEDAR HILL | TX | PRIMARY | 32.58 | -96.95
75423 | STANDARD | CELESTE | TX | PRIMARY | 33.29 | -96.19
75009 | STANDARD | CELINA | TX | PRIMARY | 33.32 | -96.78
75935 | STANDARD | CENTER | TX | PRIMARY | 31.79 | -94.17
75833 | STANDARD | CENTERVILLE | TX | PRIMARY | 31.25 | -95.97
75834 | STANDARD | CENTRALIA | TX | PRIMARY | 31.26 | -94.97
75758 | STANDARD | CHANDLER | TX | PRIMARY | 32.3 | -95.47
75105 | STANDARD | CHATFIELD | TX | PRIMARY | 32.29 | -96.36
75936 | STANDARD | CHESTER | TX | PRIMARY | 30.92 | -94.6
75425 | PO BOX | CHICOTA | TX | PRIMARY | 33.86 | -95.57
75937 | STANDARD | CHIRENO | TX | PRIMARY | 31.49 | -94.34
75426 | STANDARD | CLARKSVILLE | TX | PRIMARY | 33.61 | -95.05
75637 | PO BOX | CLAYTON | TX | PRIMARY | 32.08 | -94.49
75938 | STANDARD | COLMESNEIL | TX | PRIMARY | 30.9 | -94.42
75428 | STANDARD | COMMERCE | TX | PRIMARY | 33.23 | -95.9
75429 | PO BOX | COMMERCE | TX | PRIMARY | 33.23 | -95.9
75431 | STANDARD | COMO | TX | PRIMARY | 33.06 | -95.47
75558 | STANDARD | COOKVILLE | TX | PRIMARY | 33.18 | -94.86
75432 | STANDARD | COOPER | TX | PRIMARY | 33.37 | -95.69
75121 | PO BOX | COPEVILLE | TX | PRIMARY | 33.08 | -96.42
75019 | STANDARD | COPPELL | TX | PRIMARY | 32.96 | -96.99
75099 | UNIQUE | COPPELL | TX | PRIMARY | 32.96 | -96.99
75939 | STANDARD | CORRIGAN | TX | PRIMARY | 30.99 | -94.82
75109 | STANDARD | CORSICANA | TX | PRIMARY | 32.08 | -96.39
75110 | STANDARD | CORSICANA | TX | PRIMARY | 32.08 | -96.46
75151 | PO BOX | CORSICANA | TX | PRIMARY | 32.08 | -96.46
75114 | STANDARD | CRANDALL | TX | PRIMARY | 32.63 | -96.45
75835 | STANDARD | CROCKETT | TX | PRIMARY | 31.31 | -95.45
75433 | STANDARD | CUMBY | TX | PRIMARY | 33.13 | -95.83
75759 | PO BOX | CUNEY | TX | PRIMARY | 32.03 | -95.41
75434 | PO BOX | CUNNINGHAM | TX | PRIMARY | 33.42 | -95.35
75760 | STANDARD | CUSHING | TX | PRIMARY | 31.81 | -94.84
75638 | STANDARD | DAINGERFIELD | TX | PRIMARY | 33.03 | -94.72
75201 | STANDARD | DALLAS | TX | PRIMARY | 32.79 | -96.76
75202 | STANDARD | DALLAS | TX | PRIMARY | 32.79 | -96.76
75203 | STANDARD | DALLAS | TX | PRIMARY | 32.79 | -96.76
75204 | STANDARD | DALLAS | TX | PRIMARY | 32.79 | -96.76
75205 | STANDARD | DALLAS | TX | PRIMARY | 32.79 | -96.76
75206 | STANDARD | DALLAS | TX | PRIMARY | 32.79 | -96.76
75207 | STANDARD | DALLAS | TX | PRIMARY | 32.79 | -96.76
75208 | STANDARD | DALLAS | TX | PRIMARY | 32.79 | -96.76
75209 | STANDARD | DALLAS | TX | PRIMARY | 32.79 | -96.76
75210 | STANDARD | DALLAS | TX | PRIMARY | 32.79 | -96.76
75211 | STANDARD | DALLAS | TX | PRIMARY | 32.79 | -96.76
75212 | STANDARD | DALLAS | TX | PRIMARY | 32.79 | -96.76
75214 | STANDARD | DALLAS | TX | PRIMARY | 32.79 | -96.76
75215 | STANDARD | DALLAS | TX | PRIMARY | 32.79 | -96.76
75216 | STANDARD | DALLAS | TX | PRIMARY | 32.79 | -96.76
75217 | STANDARD | DALLAS | TX | PRIMARY | 32.79 | -96.76
75218 | STANDARD | DALLAS | TX | PRIMARY | 32.79 | -96.76
75219 | STANDARD | DALLAS | TX | PRIMARY | 32.79 | -96.76
75220 | STANDARD | DALLAS | TX | PRIMARY | 32.79 | -96.76
75221 | PO BOX | DALLAS | TX | PRIMARY | 32.79 | -96.76
75222 | PO BOX | DALLAS | TX | PRIMARY | 32.79 | -96.76
75223 | STANDARD | DALLAS | TX | PRIMARY | 32.79 | -96.76
75224 | STANDARD | DALLAS | TX | PRIMARY | 32.79 | -96.76
75225 | STANDARD | DALLAS | TX | PRIMARY | 32.79 | -96.76
75226 | STANDARD | DALLAS | TX | PRIMARY | 32.79 | -96.76
75227 | STANDARD | DALLAS | TX | PRIMARY | 32.79 | -96.76
75228 | STANDARD | DALLAS | TX | PRIMARY | 32.79 | -96.76
75229 | STANDARD | DALLAS | TX | PRIMARY | 32.79 | -96.76
75230 | STANDARD | DALLAS | TX | PRIMARY | 32.79 | -96.76
75231 | STANDARD | DALLAS | TX | PRIMARY | 32.79 | -96.76
75232 | STANDARD | DALLAS | TX | PRIMARY | 32.79 | -96.76
75233 | STANDARD | DALLAS | TX | PRIMARY | 32.79 | -96.76
75234 | STANDARD | DALLAS | TX | PRIMARY | 32.79 | -96.76
75235 | STANDARD | DALLAS | TX | PRIMARY | 32.79 | -96.76
75236 | STANDARD | DALLAS | TX | PRIMARY | 32.79 | -96.76
75237 | STANDARD | DALLAS | TX | PRIMARY | 32.79 | -96.76
75238 | STANDARD | DALLAS | TX | PRIMARY | 32.79 | -96.76
75240 | STANDARD | DALLAS | TX | PRIMARY | 32.79 | -96.76
75241 | STANDARD | DALLAS | TX | PRIMARY | 32.79 | -96.76
75242 | STANDARD | DALLAS | TX | PRIMARY | 32.79 | -96.76
75243 | STANDARD | DALLAS | TX | PRIMARY | 32.79 | -96.76
75244 | STANDARD | DALLAS | TX | PRIMARY | 32.79 | -96.76
75246 | STANDARD | DALLAS | TX | PRIMARY | 32.79 | -96.76
75247 | STANDARD | DALLAS | TX | PRIMARY | 32.79 | -96.76
75248 | STANDARD | DALLAS | TX | PRIMARY | 32.79 | -96.76
75249 | STANDARD | DALLAS | TX | PRIMARY | 32.79 | -96.76
75250 | PO BOX | DALLAS | TX | PRIMARY | 32.79 | -96.76
75251 | STANDARD | DALLAS | TX | PRIMARY | 32.79 | -96.76
75252 | STANDARD | DALLAS | TX | PRIMARY | 32.79 | -96.76
75253 | STANDARD | DALLAS | TX | PRIMARY | 32.79 | -96.76
75254 | STANDARD | DALLAS | TX | PRIMARY | 32.79 | -96.76
75260 | STANDARD | DALLAS | TX | PRIMARY | 32.79 | -96.76
75261 | PO BOX | DALLAS | TX | PRIMARY | 32.79 | -96.76
75262 | PO BOX | DALLAS | TX | PRIMARY | 32.79 | -96.76
75263 | PO BOX | DALLAS | TX | PRIMARY | 32.79 | -96.76
75264 | PO BOX | DALLAS | TX | PRIMARY | 32.79 | -96.76
75265 | PO BOX | DALLAS | TX | PRIMARY | 32.79 | -96.76
75266 | PO BOX | DALLAS | TX | PRIMARY | 32.79 | -96.76
75267 | PO BOX | DALLAS | TX | PRIMARY | 32.79 | -96.76
75270 | STANDARD | DALLAS | TX | PRIMARY | 32.79 | -96.76
75275 | UNIQUE | DALLAS | TX | PRIMARY | 32.79 | -96.76
75277 | UNIQUE | DALLAS | TX | PRIMARY | 32.79 | -96.76
75283 | UNIQUE | DALLAS | TX | PRIMARY | 32.79 | -96.76
75284 | UNIQUE | DALLAS | TX | PRIMARY | 32.79 | -96.76
75285 | UNIQUE | DALLAS | TX | PRIMARY | 32.79 | -96.76
75287 | STANDARD | DALLAS | TX | PRIMARY | 32.79 | -96.76
75301 | UNIQUE | DALLAS | TX | PRIMARY | 32.79 | -96.76
75303 | UNIQUE | DALLAS | TX | PRIMARY | 32.79 | -96.76
75312 | UNIQUE | DALLAS | TX | PRIMARY | 32.79 | -96.76
75313 | PO BOX | DALLAS | TX | PRIMARY | 32.79 | -96.76
75315 | PO BOX | DALLAS | TX | PRIMARY | 32.79 | -96.76
75320 | UNIQUE | DALLAS | TX | PRIMARY | 32.79 | -96.76
75326 | UNIQUE | DALLAS | TX | PRIMARY | 32.79 | -96.76
75336 | PO BOX | DALLAS | TX | PRIMARY | 32.79 | -96.76
75339 | PO BOX | DALLAS | TX | PRIMARY | 32.79 | -96.76
75342 | STANDARD | DALLAS | TX | PRIMARY | 32.79 | -96.76
75354 | PO BOX | DALLAS | TX | PRIMARY | 32.79 | -96.76
75355 | PO BOX | DALLAS | TX | PRIMARY | 32.79 | -96.76
75356 | PO BOX | DALLAS | TX | PRIMARY | 32.79 | -96.76
75357 | PO BOX | DALLAS | TX | PRIMARY | 32.79 | -96.76
75358 | UNIQUE | DALLAS | TX | PRIMARY | 32.94 | -96.87
75359 | PO BOX | DALLAS | TX | PRIMARY | 32.79 | -96.76
75360 | PO BOX | DALLAS | TX | PRIMARY | 32.79 | -96.76
75367 | PO BOX | DALLAS | TX | PRIMARY | 32.79 | -96.76
75368 | UNIQUE | DALLAS | TX | PRIMARY | 32.79 | -96.76
75370 | PO BOX | DALLAS | TX | PRIMARY | 32.79 | -96.76
75371 | PO BOX | DALLAS | TX | PRIMARY | 32.79 | -96.76
75372 | PO BOX | DALLAS | TX | PRIMARY | 32.79 | -96.76
75373 | UNIQUE | DALLAS | TX | PRIMARY | 32.79 | -96.76
75374 | PO BOX | DALLAS | TX | PRIMARY | 32.79 | -96.76
75376 | PO BOX | DALLAS | TX | PRIMARY | 32.79 | -96.76
75378 | PO BOX | DALLAS | TX | PRIMARY | 32.79 | -96.76
75379 | PO BOX | DALLAS | TX | PRIMARY | 32.79 | -96.76
75380 | PO BOX | DALLAS | TX | PRIMARY | 32.79 | -96.76
75381 | PO BOX | DALLAS | TX | PRIMARY | 32.79 | -96.76
75382 | PO BOX | DALLAS | TX | PRIMARY | 32.79 | -96.76
75389 | UNIQUE | DALLAS | TX | PRIMARY | 32.79 | -96.76
75390 | UNIQUE | DALLAS | TX | PRIMARY | 32.79 | -96.76
75391 | UNIQUE | DALLAS | TX | PRIMARY | 32.79 | -96.76
75392 | UNIQUE | DALLAS | TX | PRIMARY | 32.79 | -96.76
75393 | UNIQUE | DALLAS | TX | PRIMARY | 32.79 | -96.76
75394 | UNIQUE | DALLAS | TX | PRIMARY | 32.79 | -96.76
75395 | UNIQUE | DALLAS | TX | PRIMARY | 32.79 | -96.76
75397 | UNIQUE | DALLAS | TX | PRIMARY | 32.79 | -96.76
75398 | STANDARD | DALLAS | TX | PRIMARY | 32.79 | -96.76
75639 | STANDARD | DE BERRY | TX | PRIMARY | 32.21 | -94.14
75559 | STANDARD | DE KALB | TX | PRIMARY | 33.5 | -94.61
75020 | STANDARD | DENISON | TX | PRIMARY | 33.75 | -96.56
75021 | STANDARD | DENISON | TX | PRIMARY | 33.75 | -96.56
75435 | STANDARD | DEPORT | TX | PRIMARY | 33.52 | -95.31
75115 | STANDARD | DESOTO | TX | PRIMARY | 32.58 | -96.86
75123 | PO BOX | DESOTO | TX | PRIMARY | 32.58 | -96.86
75436 | STANDARD | DETROIT | TX | PRIMARY | 33.66 | -95.26
75640 | STANDARD | DIANA | TX | PRIMARY | 32.69 | -94.66
75941 | STANDARD | DIBOLL | TX | PRIMARY | 31.18 | -94.78
75437 | STANDARD | DIKE | TX | PRIMARY | 33.19 | -95.46
75438 | STANDARD | DODD CITY | TX | PRIMARY | 33.57 | -96.07
75838 | STANDARD | DONIE | TX | PRIMARY | 31.47 | -96.24
75942 | PO BOX | DOUCETTE | TX | PRIMARY | 30.82 | -94.42
75943 | STANDARD | DOUGLASS | TX | PRIMARY | 31.65 | -94.87
75560 | STANDARD | DOUGLASSVILLE | TX | PRIMARY | 33.19 | -94.35
75116 | STANDARD | DUNCANVILLE | TX | PRIMARY | 32.64 | -96.91
75137 | STANDARD | DUNCANVILLE | TX | PRIMARY | 32.64 | -96.91
75138 | PO BOX | DUNCANVILLE | TX | PRIMARY | 32.64 | -96.91
75641 | PO BOX | EASTON | TX | PRIMARY | 32.38 | -94.59
75439 | STANDARD | ECTOR | TX | PRIMARY | 33.57 | -96.27
75117 | STANDARD | EDGEWOOD | TX | PRIMARY | 32.69 | -95.88
75839 | STANDARD | ELKHART | TX | PRIMARY | 31.62 | -95.57
75118 | PO BOX | ELMO | TX | PRIMARY | 32.68 | -96.21
75642 | PO BOX | ELYSIAN FIELDS | TX | PRIMARY | 32.44 | -94.2
75440 | STANDARD | EMORY | TX | PRIMARY | 32.87 | -95.76
75441 | PO BOX | ENLOE | TX | PRIMARY | 33.43 | -95.65
75119 | STANDARD | ENNIS | TX | PRIMARY | 32.33 | -96.62
75120 | PO BOX | ENNIS | TX | PRIMARY | 32.33 | -96.62
75944 | STANDARD | ETOILE | TX | PRIMARY | 31.34 | -94.41
75124 | STANDARD | EUSTACE | TX | PRIMARY | 32.3 | -96.01
75840 | STANDARD | FAIRFIELD | TX | PRIMARY | 31.71 | -96.16
75442 | STANDARD | FARMERSVILLE | TX | PRIMARY | 33.16 | -96.35
75132 | PO BOX | FATE | TX | PRIMARY | 32.94 | -96.38
75125 | STANDARD | FERRIS | TX | PRIMARY | 32.53 | -96.66
75762 | STANDARD | FLINT | TX | PRIMARY | 32.2 | -95.39
75126 | STANDARD | FORNEY | TX | PRIMARY | 32.75 | -96.46
75763 | STANDARD | FRANKSTON | TX | PRIMARY | 32.05 | -95.5
75033 | STANDARD | FRISCO | TX | PRIMARY | 33.14 | -96.81
75034 | STANDARD | FRISCO | TX | PRIMARY | 33.14 | -96.81
75035 | STANDARD | FRISCO | TX | PRIMARY | 33.14 | -96.81
75127 | STANDARD | FRUITVALE | TX | PRIMARY | 32.68 | -95.8
75764 | PO BOX | GALLATIN | TX | PRIMARY | 31.89 | -95.15
75040 | STANDARD | GARLAND | TX | PRIMARY | 32.91 | -96.62
75041 | STANDARD | GARLAND | TX | PRIMARY | 32.91 | -96.62
75042 | STANDARD | GARLAND | TX | PRIMARY | 32.91 | -96.62
75043 | STANDARD | GARLAND | TX | PRIMARY | 32.91 | -96.62
75044 | STANDARD | GARLAND | TX | PRIMARY | 32.91 | -96.62
75045 | PO BOX | GARLAND | TX | PRIMARY | 32.91 | -96.62
75046 | PO BOX | GARLAND | TX | PRIMARY | 32.91 | -96.62
75047 | PO BOX | GARLAND | TX | PRIMARY | 32.91 | -96.62
75048 | STANDARD | SACHSE | TX | PRIMARY | 32.91 | -96.62
75049 | PO BOX | GARLAND | TX | PRIMARY | 32.91 | -96.62
75946 | STANDARD | GARRISON | TX | PRIMARY | 31.82 | -94.49
75643 | STANDARD | GARY | TX | PRIMARY | 32.01 | -94.24
75644 | STANDARD | GILMER | TX | PRIMARY | 32.73 | -94.94
75645 | STANDARD | GILMER | TX | PRIMARY | 32.73 | -94.94
75647 | STANDARD | GLADEWATER | TX | PRIMARY | 32.54 | -94.94
75443 | PO BOX | GOBER | TX | PRIMARY | 33.46 | -96.1
75444 | PO BOX | GOLDEN | TX | PRIMARY | 32.72 | -95.56
75050 | STANDARD | GRAND PRAIRIE | TX | PRIMARY | 32.69 | -97.01
75051 | STANDARD | GRAND PRAIRIE | TX | PRIMARY | 32.69 | -97.01
75052 | STANDARD | GRAND PRAIRIE | TX | PRIMARY | 32.69 | -97.01
75053 | PO BOX | GRAND PRAIRIE | TX | PRIMARY | 32.69 | -97.01
75054 | STANDARD | GRAND PRAIRIE | TX | PRIMARY | 32.69 | -97.01
75140 | STANDARD | GRAND SALINE | TX | PRIMARY | 32.67 | -95.71
75844 | STANDARD | GRAPELAND | TX | PRIMARY | 31.49 | -95.48
75401 | STANDARD | GREENVILLE | TX | PRIMARY | 33.11 | -96.1
75402 | STANDARD | GREENVILLE | TX | PRIMARY | 33.11 | -96.1
75403 | PO BOX | GREENVILLE | TX | PRIMARY | 33.11 | -96.1
75404 | PO BOX | GREENVILLE | TX | PRIMARY | 33.11 | -96.1
75845 | STANDARD | GROVETON | TX | PRIMARY | 31.05 | -95.12
75058 | STANDARD | GUNTER | TX | PRIMARY | 33.45 | -96.74
75650 | STANDARD | HALLSVILLE | TX | PRIMARY | 32.5 | -94.57
75651 | STANDARD | HARLETON | TX | PRIMARY | 32.66 | -94.52
75765 | STANDARD | HAWKINS | TX | PRIMARY | 32.59 | -95.2
75948 | STANDARD | HEMPHILL | TX | PRIMARY | 31.34 | -93.85
75652 | STANDARD | HENDERSON | TX | PRIMARY | 32.15 | -94.79
75653 | PO BOX | HENDERSON | TX | PRIMARY | 32.15 | -94.79
75654 | STANDARD | HENDERSON | TX | PRIMARY | 32.15 | -94.79
75680 | PO BOX | MINDEN | TX | PRIMARY | 32.04 | -94.76
75446 | STANDARD | HONEY GROVE | TX | PRIMARY | 33.58 | -95.9
75561 | STANDARD | HOOKS | TX | PRIMARY | 33.46 | -94.28
75459 | STANDARD | HOWE | TX | PRIMARY | 33.51 | -96.61
75656 | STANDARD | HUGHES SPRINGS | TX | PRIMARY | 32.99 | -94.63
75949 | STANDARD | HUNTINGTON | TX | PRIMARY | 31.27 | -94.57
75141 | STANDARD | HUTCHINS | TX | PRIMARY | 32.64 | -96.7
75014 | PO BOX | IRVING | TX | PRIMARY | 32.85 | -96.96
75015 | PO BOX | IRVING | TX | PRIMARY | 32.85 | -96.96
75016 | PO BOX | IRVING | TX | PRIMARY | 32.85 | -96.96
75017 | PO BOX | IRVING | TX | PRIMARY | 32.85 | -96.96
75038 | STANDARD | IRVING | TX | PRIMARY | 32.85 | -96.96
75039 | STANDARD | IRVING | TX | PRIMARY | 32.85 | -96.96
75060 | STANDARD | IRVING | TX | PRIMARY | 32.85 | -96.96
75061 | STANDARD | IRVING | TX | PRIMARY | 32.85 | -96.96
75062 | STANDARD | IRVING | TX | PRIMARY | 32.85 | -96.96
75063 | STANDARD | IRVING | TX | PRIMARY | 32.85 | -96.96
75447 | STANDARD | IVANHOE | TX | PRIMARY | 33.71 | -96.14
75766 | STANDARD | JACKSONVILLE | TX | PRIMARY | 31.96 | -95.26
75951 | STANDARD | JASPER | TX | PRIMARY | 30.92 | -93.99
75657 | STANDARD | JEFFERSON | TX | PRIMARY | 32.76 | -94.34
75846 | STANDARD | JEWETT | TX | PRIMARY | 31.36 | -96.14
75954 | STANDARD | JOAQUIN | TX | PRIMARY | 31.96 | -94.05
75658 | PO BOX | JOINERVILLE | TX | PRIMARY | 32.17 | -94.9
75659 | PO BOX | JONESVILLE | TX | PRIMARY | 32.49 | -94.11
75164 | PO BOX | JOSEPHINE | TX | PRIMARY | 33.06 | -96.31
75660 | PO BOX | JUDSON | TX | PRIMARY | 32.59 | -94.76
75661 | STANDARD | KARNACK | TX | PRIMARY | 32.62 | -94.14
75142 | STANDARD | KAUFMAN | TX | PRIMARY | 32.58 | -96.3
75143 | STANDARD | KEMP | TX | PRIMARY | 32.43 | -96.22
75847 | STANDARD | KENNARD | TX | PRIMARY | 31.35 | -95.18
75144 | STANDARD | KERENS | TX | PRIMARY | 32.13 | -96.22
75562 | PO BOX | KILDARE | TX | PRIMARY | 32.94 | -94.2
75662 | STANDARD | KILGORE | TX | PRIMARY | 32.38 | -94.86
75663 | PO BOX | KILGORE | TX | PRIMARY | 32.38 | -94.86
75956 | STANDARD | KIRBYVILLE | TX | PRIMARY | 30.65 | -93.89
75448 | STANDARD | KLONDIKE | TX | PRIMARY | 33.32 | -95.75
75449 | STANDARD | LADONIA | TX | PRIMARY | 33.42 | -95.94
75666 | PO BOX | LAIRD HILL | TX | PRIMARY | 32.35 | -94.9
75450 | STANDARD | LAKE CREEK | TX | PRIMARY | 33.46 | -95.61
75065 | STANDARD | LAKE DALLAS | TX | PRIMARY | 33.12 | -97.02
75134 | STANDARD | LANCASTER | TX | PRIMARY | 32.59 | -96.78
75146 | STANDARD | LANCASTER | TX | PRIMARY | 32.59 | -96.78
75667 | STANDARD | LANEVILLE | TX | PRIMARY | 31.94 | -94.85
75770 | STANDARD | LARUE | TX | PRIMARY | 32.14 | -95.64
75849 | PO BOX | LATEXO | TX | PRIMARY | 31.38 | -95.47
75166 | STANDARD | LAVON | TX | PRIMARY | 33.02 | -96.43
75451 | STANDARD | LEESBURG | TX | PRIMARY | 32.96 | -95.1
75850 | STANDARD | LEONA | TX | PRIMARY | 31.15 | -95.97
75452 | STANDARD | LEONARD | TX | PRIMARY | 33.38 | -96.24
75022 | STANDARD | FLOWER MOUND | TX | PRIMARY | 33.02 | -97.09
75027 | PO BOX | FLOWER MOUND | TX | PRIMARY | 33.02 | -97.09
75028 | STANDARD | FLOWER MOUND | TX | PRIMARY | 33.02 | -97.09
75029 | PO BOX | LEWISVILLE | TX | PRIMARY | 33.04 | -96.98
75056 | STANDARD | THE COLONY | TX | PRIMARY | 33.09 | -96.88
75057 | STANDARD | LEWISVILLE | TX | PRIMARY | 33.04 | -96.98
75067 | STANDARD | LEWISVILLE | TX | PRIMARY | 33.04 | -96.98
75077 | STANDARD | LEWISVILLE | TX | PRIMARY | 33.04 | -96.98
75771 | STANDARD | LINDALE | TX | PRIMARY | 32.5 | -95.4
75563 | STANDARD | LINDEN | TX | PRIMARY | 33.01 | -94.36
75068 | STANDARD | LITTLE ELM | TX | PRIMARY | 33.16 | -96.93
75564 | PO BOX | LODI | TX | PRIMARY | 32.86 | -94.3
75453 | STANDARD | LONE OAK | TX | PRIMARY | 32.99 | -95.94
75668 | STANDARD | LONE STAR | TX | PRIMARY | 32.93 | -94.7
75669 | STANDARD | LONG BRANCH | TX | PRIMARY | 32.04 | -94.5
75601 | STANDARD | LONGVIEW | TX | PRIMARY | 32.51 | -94.76
75602 | STANDARD | LONGVIEW | TX | PRIMARY | 32.51 | -94.76
75603 | STANDARD | LONGVIEW | TX | PRIMARY | 32.51 | -94.76
75604 | STANDARD | LONGVIEW | TX | PRIMARY | 32.51 | -94.76
75605 | STANDARD | LONGVIEW | TX | PRIMARY | 32.51 | -94.76
75606 | PO BOX | LONGVIEW | TX | PRIMARY | 32.51 | -94.76
75607 | PO BOX | LONGVIEW | TX | PRIMARY | 32.51 | -94.76
75608 | PO BOX | LONGVIEW | TX | PRIMARY | 32.51 | -94.76
75615 | PO BOX | LONGVIEW | TX | PRIMARY | 32.51 | -94.76
75851 | STANDARD | LOVELADY | TX | PRIMARY | 31.12 | -95.44
75901 | STANDARD | LUFKIN | TX | PRIMARY | 31.33 | -94.72
75902 | PO BOX | LUFKIN | TX | PRIMARY | 31.33 | -94.72
75903 | PO BOX | LUFKIN | TX | PRIMARY | 31.33 | -94.72
75904 | STANDARD | LUFKIN | TX | PRIMARY | 31.33 | -94.72
75915 | PO BOX | LUFKIN | TX | PRIMARY | 31.33 | -94.72
75069 | STANDARD | MCKINNEY | TX | PRIMARY | 33.2 | -96.65
75070 | STANDARD | MCKINNEY | TX | PRIMARY | 33.2 | -96.65
75071 | STANDARD | MCKINNEY | TX | PRIMARY | 33.2 | -96.65
75565 | PO BOX | MC LEOD | TX | PRIMARY | 32.95 | -94.07
75147 | STANDARD | MABANK | TX | PRIMARY | 32.36 | -96.1
75156 | STANDARD | MABANK | TX | PRIMARY | 32.25 | -96.08
75148 | STANDARD | MALAKOFF | TX | PRIMARY | 32.17 | -96.01
75566 | STANDARD | MARIETTA | TX | PRIMARY | 33.17 | -94.54
75670 | STANDARD | MARSHALL | TX | PRIMARY | 32.53 | -94.35
75671 | PO BOX | MARSHALL | TX | PRIMARY | 32.53 | -94.35
75672 | STANDARD | MARSHALL | TX | PRIMARY | 32.53 | -94.35
75958 | PO BOX | MARTINSVILLE | TX | PRIMARY | 31.64 | -94.43
75567 | STANDARD | MAUD | TX | PRIMARY | 33.33 | -94.34
75772 | PO BOX | MAYDELLE | TX | PRIMARY | 31.85 | -95.32
75454 | STANDARD | MELISSA | TX | PRIMARY | 33.28 | -96.57
75458 | PO BOX | MERIT | TX | PRIMARY | 33.21 | -96.28
75149 | STANDARD | MESQUITE | TX | PRIMARY | 32.76 | -96.59
75150 | STANDARD | MESQUITE | TX | PRIMARY | 32.76 | -96.59
75180 | STANDARD | BALCH SPRINGS | TX | PRIMARY | 32.76 | -96.59
75181 | STANDARD | MESQUITE | TX | PRIMARY | 32.76 | -96.59
75182 | STANDARD | SUNNYVALE | TX | PRIMARY | 32.79 | -96.55
75185 | PO BOX | MESQUITE | TX | PRIMARY | 32.76 | -96.59
75187 | PO BOX | MESQUITE | TX | PRIMARY | 32.76 | -96.59
75852 | STANDARD | MIDWAY | TX | PRIMARY | 31.02 | -95.75
75959 | STANDARD | MILAM | TX | PRIMARY | 31.48 | -93.86
75773 | STANDARD | MINEOLA | TX | PRIMARY | 32.66 | -95.48
75853 | STANDARD | MONTALBA | TX | PRIMARY | 31.93 | -95.76
75960 | STANDARD | MOSCOW | TX | PRIMARY | 30.92 | -94.93
75681 | STANDARD | MOUNT ENTERPRISE | TX | PRIMARY | 31.91 | -94.68
75455 | STANDARD | MOUNT PLEASANT | TX | PRIMARY | 33.16 | -94.97
75456 | PO BOX | MOUNT PLEASANT | TX | PRIMARY | 33.16 | -94.97
75457 | STANDARD | MOUNT VERNON | TX | PRIMARY | 33.17 | -95.22
75778 | STANDARD | MURCHISON | TX | PRIMARY | 32.27 | -95.75
75961 | STANDARD | NACOGDOCHES | TX | PRIMARY | 31.61 | -94.65
75962 | UNIQUE | NACOGDOCHES | TX | PRIMARY | 31.61 | -94.65
75963 | PO BOX | NACOGDOCHES | TX | PRIMARY | 31.61 | -94.65
75964 | STANDARD | NACOGDOCHES | TX | PRIMARY | 31.61 | -94.65
75965 | STANDARD | NACOGDOCHES | TX | PRIMARY | 31.61 | -94.65
75568 | STANDARD | NAPLES | TX | PRIMARY | 33.2 | -94.67
75569 | STANDARD | NASH | TX | PRIMARY | 33.44 | -94.12
75779 | PO BOX | NECHES | TX | PRIMARY | 31.87 | -95.5
75173 | STANDARD | NEVADA | TX | PRIMARY | 33.03 | -96.37
75570 | STANDARD | NEW BOSTON | TX | PRIMARY | 33.46 | -94.41
75682 | PO BOX | NEW LONDON | TX | PRIMARY | 32.26 | -94.93
75780 | PO BOX | NEW SUMMERFIELD | TX | PRIMARY | 31.98 | -95.1
75966 | STANDARD | NEWTON | TX | PRIMARY | 30.85 | -93.75
75855 | STANDARD | OAKWOOD | TX | PRIMARY | 31.58 | -95.84
75571 | STANDARD | OMAHA | TX | PRIMARY | 33.17 | -94.74
75683 | STANDARD | ORE CITY | TX | PRIMARY | 32.8 | -94.71
75684 | STANDARD | OVERTON | TX | PRIMARY | 32.27 | -94.97
75801 | STANDARD | PALESTINE | TX | PRIMARY | 31.75 | -95.64
75802 | PO BOX | PALESTINE | TX | PRIMARY | 31.75 | -95.64
75803 | STANDARD | PALESTINE | TX | PRIMARY | 31.75 | -95.64
75882 | UNIQUE | PALESTINE | TX | PRIMARY | 31.75 | -95.64
75152 | STANDARD | PALMER | TX | PRIMARY | 32.42 | -96.67
75685 | PO BOX | PANOLA | TX | PRIMARY | 32.35 | -94.09
75460 | STANDARD | PARIS | TX | PRIMARY | 33.66 | -95.54
75461 | PO BOX | PARIS | TX | PRIMARY | 33.66 | -95.54
75462 | STANDARD | PARIS | TX | PRIMARY | 33.66 | -95.54
75468 | STANDARD | PATTONVILLE | TX | PRIMARY | 33.56 | -95.39
75469 | STANDARD | PECAN GAP | TX | PRIMARY | 33.43 | -95.85
75856 | STANDARD | PENNINGTON | TX | PRIMARY | 31.15 | -95.16
75470 | STANDARD | PETTY | TX | PRIMARY | 33.61 | -95.79
75471 | STANDARD | PICKTON | TX | PRIMARY | 33.02 | -95.45
75968 | STANDARD | PINELAND | TX | PRIMARY | 31.24 | -93.97
75686 | STANDARD | PITTSBURG | TX | PRIMARY | 32.99 | -94.96
75023 | STANDARD | PLANO | TX | PRIMARY | 33.04 | -96.74
75024 | STANDARD | PLANO | TX | PRIMARY | 33.04 | -96.74
75025 | STANDARD | PLANO | TX | PRIMARY | 33.04 | -96.74
75026 | PO BOX | PLANO | TX | PRIMARY | 33.04 | -96.74
75074 | STANDARD | PLANO | TX | PRIMARY | 33.04 | -96.74
75075 | STANDARD | PLANO | TX | PRIMARY | 33.04 | -96.74
75086 | PO BOX | PLANO | TX | PRIMARY | 33.04 | -96.74
75093 | STANDARD | PLANO | TX | PRIMARY | 33.04 | -96.74
75094 | STANDARD | PLANO | TX | PRIMARY | 33.04 | -96.74
75472 | STANDARD | POINT | TX | PRIMARY | 32.93 | -95.87
75969 | STANDARD | POLLOK | TX | PRIMARY | 31.42 | -94.86
75076 | STANDARD | POTTSBORO | TX | PRIMARY | 33.77 | -96.67
75473 | STANDARD | POWDERLY | TX | PRIMARY | 33.77 | -95.53
75153 | STANDARD | POWELL | TX | PRIMARY | 32.11 | -96.32
75782 | PO BOX | POYNOR | TX | PRIMARY | 32.07 | -95.59
75687 | PO BOX | PRICE | TX | PRIMARY | 32.08 | -94.94
75407 | STANDARD | PRINCETON | TX | PRIMARY | 33.18 | -96.5
75078 | STANDARD | PROSPER | TX | PRIMARY | 33.24 | -96.78
75572 | STANDARD | QUEEN CITY | TX | PRIMARY | 33.14 | -94.15
75474 | STANDARD | QUINLAN | TX | PRIMARY | 32.9 | -96.13
75783 | STANDARD | QUITMAN | TX | PRIMARY | 32.79 | -95.44
75475 | PO BOX | RANDOLPH | TX | PRIMARY | 33.48 | -96.25
75858 | PO BOX | RATCLIFF | TX | PRIMARY | 31.38 | -95.11
75476 | STANDARD | RAVENNA | TX | PRIMARY | 33.71 | -96.13
75154 | STANDARD | RED OAK | TX | PRIMARY | 32.51 | -96.8
75573 | PO BOX | REDWATER | TX | PRIMARY | 33.35 | -94.25
75784 | STANDARD | REKLAW | TX | PRIMARY | 31.86 | -94.98
75155 | STANDARD | RICE | TX | PRIMARY | 32.24 | -96.5
75080 | STANDARD | RICHARDSON | TX | PRIMARY | 32.97 | -96.7
75081 | STANDARD | RICHARDSON | TX | PRIMARY | 32.97 | -96.7
75082 | STANDARD | RICHARDSON | TX | PRIMARY | 32.97 | -96.7
75083 | PO BOX | RICHARDSON | TX | PRIMARY | 32.97 | -96.7
75085 | PO BOX | RICHARDSON | TX | PRIMARY | 32.97 | -96.7
75032 | STANDARD | ROCKWALL | TX | PRIMARY | 32.92 | -96.45
75087 | STANDARD | ROCKWALL | TX | PRIMARY | 32.92 | -96.45
75157 | PO BOX | ROSSER | TX | PRIMARY | 32.46 | -96.44
75030 | PO BOX | ROWLETT | TX | PRIMARY | 32.9 | -96.55
75088 | STANDARD | ROWLETT | TX | PRIMARY | 32.9 | -96.55
75089 | STANDARD | ROWLETT | TX | PRIMARY | 32.9 | -96.55
75477 | STANDARD | ROXTON | TX | PRIMARY | 33.54 | -95.72
75189 | STANDARD | ROYSE CITY | TX | PRIMARY | 32.97 | -96.33
75785 | STANDARD | RUSK | TX | PRIMARY | 31.79 | -95.14
75788 | PO BOX | SACUL | TX | PRIMARY | 31.81 | -94.9
75478 | STANDARD | SALTILLO | TX | PRIMARY | 33.19 | -95.34
75972 | STANDARD | SAN AUGUSTINE | TX | PRIMARY | 31.52 | -94.11
75479 | STANDARD | SAVOY | TX | PRIMARY | 33.59 | -96.36
75688 | PO BOX | SCOTTSVILLE | TX | PRIMARY | 32.53 | -94.24
75480 | STANDARD | SCROGGINS | TX | PRIMARY | 33 | -95.21
75158 | STANDARD | SCURRY | TX | PRIMARY | 32.47 | -96.41
75159 | STANDARD | SEAGOVILLE | TX | PRIMARY | 32.65 | -96.54
75689 | PO BOX | SELMAN CITY | TX | PRIMARY | 32.18 | -94.95
75973 | STANDARD | SHELBYVILLE | TX | PRIMARY | 31.7 | -93.95
75090 | STANDARD | SHERMAN | TX | PRIMARY | 33.61 | -96.6
75091 | PO BOX | SHERMAN | TX | PRIMARY | 33.61 | -96.6
75092 | STANDARD | SHERMAN | TX | PRIMARY | 33.61 | -96.6
75574 | STANDARD | SIMMS | TX | PRIMARY | 33.35 | -94.5
75848 | PO BOX | KIRVIN | TX | PRIMARY | 31.76 | -96.32
75859 | STANDARD | STREETMAN | TX | PRIMARY | 31.87 | -96.32
75481 | STANDARD | SULPHUR BLUFF | TX | PRIMARY | 33.33 | -95.36
75482 | STANDARD | SULPHUR SPRINGS | TX | PRIMARY | 33.14 | -95.61
75483 | PO BOX | SULPHUR SPRINGS | TX | PRIMARY | 33.14 | -95.61
75486 | STANDARD | SUMNER | TX | PRIMARY | 33.77 | -95.71
75487 | STANDARD | TALCO | TX | PRIMARY | 33.36 | -95.1
75691 | STANDARD | TATUM | TX | PRIMARY | 32.31 | -94.51
75860 | STANDARD | TEAGUE | TX | PRIMARY | 31.63 | -96.28
75488 | STANDARD | TELEPHONE | TX | PRIMARY | 33.8 | -96
75974 | STANDARD | TENAHA | TX | PRIMARY | 31.94 | -94.24
75861 | STANDARD | TENNESSEE COLONY | TX | PRIMARY | 31.88 | -95.91
75880 | UNIQUE | TENNESSEE COLONY | TX | PRIMARY | 31.88 | -95.91
75884 | UNIQUE | TENNESSEE COLONY | TX | PRIMARY | 31.88 | -95.91
75886 | UNIQUE | TENNESSEE COLONY | TX | PRIMARY | 31.88 | -95.91
75160 | STANDARD | TERRELL | TX | PRIMARY | 32.73 | -96.29
75161 | STANDARD | TERRELL | TX | PRIMARY | 32.73 | -96.29
75501 | STANDARD | TEXARKANA | TX | PRIMARY | 33.44 | -94.07
75503 | STANDARD | TEXARKANA | TX | PRIMARY | 33.44 | -94.07
75504 | PO BOX | TEXARKANA | TX | PRIMARY | 33.44 | -94.07
75505 | PO BOX | TEXARKANA | TX | PRIMARY | 33.44 | -94.07
75507 | UNIQUE | TEXARKANA | TX | PRIMARY | 33.44 | -94.07
75599 | UNIQUE | TEXARKANA | TX | PRIMARY | 33.44 | -94.07
75975 | STANDARD | TIMPSON | TX | PRIMARY | 31.9 | -94.39
75489 | PO BOX | TOM BEAN | TX | PRIMARY | 33.52 | -96.48
75490 | STANDARD | TRENTON | TX | PRIMARY | 33.42 | -96.33
75163 | STANDARD | TRINIDAD | TX | PRIMARY | 32.14 | -96.09
75862 | STANDARD | TRINITY | TX | PRIMARY | 30.94 | -95.37
75789 | STANDARD | TROUP | TX | PRIMARY | 32.14 | -95.12
75701 | STANDARD | TYLER | TX | PRIMARY | 32.32 | -95.3
75702 | STANDARD | TYLER | TX | PRIMARY | 32.32 | -95.3
75703 | STANDARD | TYLER | TX | PRIMARY | 32.32 | -95.3
75704 | STANDARD | TYLER | TX | PRIMARY | 32.32 | -95.3
75705 | STANDARD | TYLER | TX | PRIMARY | 32.32 | -95.3
75706 | STANDARD | TYLER | TX | PRIMARY | 32.32 | -95.3
75707 | STANDARD | TYLER | TX | PRIMARY | 32.32 | -95.3
75708 | STANDARD | TYLER | TX | PRIMARY | 32.32 | -95.3
75709 | STANDARD | TYLER | TX | PRIMARY | 32.32 | -95.3
75710 | PO BOX | TYLER | TX | PRIMARY | 32.32 | -95.3
75711 | PO BOX | TYLER | TX | PRIMARY | 32.32 | -95.3
75712 | PO BOX | TYLER | TX | PRIMARY | 32.32 | -95.3
75713 | PO BOX | TYLER | TX | PRIMARY | 32.32 | -95.3
75798 | UNIQUE | TYLER | TX | PRIMARY | 32.32 | -95.3
75799 | UNIQUE | TYLER | TX | PRIMARY | 32.32 | -95.3
75790 | STANDARD | VAN | TX | PRIMARY | 32.52 | -95.63
75495 | STANDARD | VAN ALSTYNE | TX | PRIMARY | 33.41 | -96.57
75692 | STANDARD | WASKOM | TX | PRIMARY | 32.47 | -94.06
75165 | STANDARD | WAXAHACHIE | TX | PRIMARY | 32.4 | -96.85
75167 | STANDARD | WAXAHACHIE | TX | PRIMARY | 32.4 | -96.85
75168 | PO BOX | WAXAHACHIE | TX | PRIMARY | 32.4 | -96.85
75976 | PO BOX | WELLS | TX | PRIMARY | 31.49 | -94.94
75485 | PO BOX | WESTMINSTER | TX | PRIMARY | 33.35 | -96.45
75097 | PO BOX | WESTON | TX | PRIMARY | 33.32 | -96.64
75791 | STANDARD | WHITEHOUSE | TX | PRIMARY | 32.22 | -95.21
75693 | STANDARD | WHITE OAK | TX | PRIMARY | 32.53 | -94.85
75491 | STANDARD | WHITEWRIGHT | TX | PRIMARY | 33.51 | -96.39
75977 | STANDARD | WIERGATE | TX | PRIMARY | 30.99 | -93.7
75169 | STANDARD | WILLS POINT | TX | PRIMARY | 32.7 | -96
75172 | STANDARD | WILMER | TX | PRIMARY | 32.59 | -96.68
75492 | STANDARD | WINDOM | TX | PRIMARY | 33.56 | -95.99
75493 | PO BOX | WINFIELD | TX | PRIMARY | 33.16 | -95.1
75494 | STANDARD | WINNSBORO | TX | PRIMARY | 32.95 | -95.28
75792 | STANDARD | WINONA | TX | PRIMARY | 32.49 | -95.17
75978 | PO BOX | WODEN | TX | PRIMARY | 31.5 | -94.5
75496 | STANDARD | WOLFE CITY | TX | PRIMARY | 33.36 | -96.06
75865 | PO BOX | WOODLAKE | TX | PRIMARY | 30.99 | -95.03
75694 | PO BOX | WOODLAWN | TX | PRIMARY | 32.66 | -94.34
75979 | STANDARD | WOODVILLE | TX | PRIMARY | 30.77 | -94.42
75990 | UNIQUE | WOODVILLE | TX | PRIMARY | 30.77 | -94.42
75098 | STANDARD | WYLIE | TX | PRIMARY | 33.04 | -96.51
75497 | STANDARD | YANTIS | TX | PRIMARY | 32.93 | -95.57
75980 | STANDARD | ZAVALLA | TX | PRIMARY | 31.15 | -94.41
73901 | PO BOX | ADAMS | OK | PRIMARY | 36.75 | -101.08
73931 | STANDARD | BALKO | OK | PRIMARY | 36.63 | -100.68
73932 | STANDARD | BEAVER | OK | PRIMARY | 36.81 | -100.52
73933 | STANDARD | BOISE CITY | OK | PRIMARY | 36.73 | -102.51
73937 | STANDARD | FELT | OK | PRIMARY | 36.57 | -102.78
73938 | STANDARD | FORGAN | OK | PRIMARY | 36.9 | -100.53
73939 | STANDARD | GOODWELL | OK | PRIMARY | 36.59 | -101.63
73942 | STANDARD | GUYMON | OK | PRIMARY | 36.68 | -101.48
73944 | STANDARD | HARDESTY | OK | PRIMARY | 36.61 | -101.19
73945 | STANDARD | HOOKER | OK | PRIMARY | 36.85 | -101.21
73946 | STANDARD | KENTON | OK | PRIMARY | 36.9 | -102.97
73947 | STANDARD | KEYES | OK | PRIMARY | 36.8 | -102.25
73949 | STANDARD | TEXHOMA | OK | PRIMARY | 36.5 | -101.78
73950 | STANDARD | TURPIN | OK | PRIMARY | 36.87 | -100.88
73951 | STANDARD | TYRONE | OK | PRIMARY | 36.95 | -101.06
79311 | STANDARD | ABERNATHY | TX | PRIMARY | 33.83 | -101.84
79601 | STANDARD | ABILENE | TX | PRIMARY | 32.45 | -99.73
79602 | STANDARD | ABILENE | TX | PRIMARY | 32.45 | -99.73
79603 | STANDARD | ABILENE | TX | PRIMARY | 32.45 | -99.73
79604 | PO BOX | ABILENE | TX | PRIMARY | 32.45 | -99.73
79605 | STANDARD | ABILENE | TX | PRIMARY | 32.45 | -99.73
79606 | STANDARD | ABILENE | TX | PRIMARY | 32.45 | -99.73
79607 | STANDARD | DYESS AFB | TX | PRIMARY | 32.42 | -99.86
79608 | PO BOX | ABILENE | TX | PRIMARY | 32.45 | -99.73
79697 | UNIQUE | ABILENE | TX | PRIMARY | 32.45 | -99.73
79698 | UNIQUE | ABILENE | TX | PRIMARY | 32.45 | -99.73
79699 | UNIQUE | ABILENE | TX | PRIMARY | 32.45 | -99.73
79001 | STANDARD | ADRIAN | TX | PRIMARY | 35.27 | -102.66
79002 | PO BOX | ALANREED | TX | PRIMARY | 35.21 | -100.73
76430 | STANDARD | ALBANY | TX | PRIMARY | 32.72 | -99.29
76008 | STANDARD | ALEDO | TX | PRIMARY | 32.69 | -97.6
79003 | PO BOX | ALLISON | TX | PRIMARY | 35.6 | -100.1
76009 | STANDARD | ALVARADO | TX | PRIMARY | 32.41 | -97.21
76225 | STANDARD | ALVORD | TX | PRIMARY | 33.35 | -97.69
79101 | STANDARD | AMARILLO | TX | PRIMARY | 35.2 | -101.81
79102 | STANDARD | AMARILLO | TX | PRIMARY | 35.2 | -101.81
79103 | STANDARD | AMARILLO | TX | PRIMARY | 35.2 | -101.81
79104 | STANDARD | AMARILLO | TX | PRIMARY | 35.2 | -101.81
79105 | PO BOX | AMARILLO | TX | PRIMARY | 35.2 | -101.81
79106 | STANDARD | AMARILLO | TX | PRIMARY | 35.2 | -101.81
79107 | STANDARD | AMARILLO | TX | PRIMARY | 35.2 | -101.81
79108 | STANDARD | AMARILLO | TX | PRIMARY | 35.2 | -101.81
79109 | STANDARD | AMARILLO | TX | PRIMARY | 35.2 | -101.81
79110 | STANDARD | AMARILLO | TX | PRIMARY | 35.2 | -101.81
79111 | STANDARD | AMARILLO | TX | PRIMARY | 35.2 | -101.81
79114 | PO BOX | AMARILLO | TX | PRIMARY | 35.2 | -101.81
79116 | PO BOX | AMARILLO | TX | PRIMARY | 35.2 | -101.81
79117 | PO BOX | AMARILLO | TX | PRIMARY | 35.2 | -101.81
79118 | STANDARD | AMARILLO | TX | PRIMARY | 35.2 | -101.81
79119 | STANDARD | AMARILLO | TX | PRIMARY | 35.2 | -101.81
79120 | PO BOX | AMARILLO | TX | PRIMARY | 35.2 | -101.81
79121 | STANDARD | AMARILLO | TX | PRIMARY | 35.2 | -101.81
79124 | STANDARD | AMARILLO | TX | PRIMARY | 35.2 | -101.81
79159 | PO BOX | AMARILLO | TX | PRIMARY | 35.2 | -101.81
79166 | UNIQUE | AMARILLO | TX | PRIMARY | 35.2 | -101.81
79168 | UNIQUE | AMARILLO | TX | PRIMARY | 35.2 | -101.81
79172 | UNIQUE | AMARILLO | TX | PRIMARY | 35.2 | -101.81
79174 | UNIQUE | AMARILLO | TX | PRIMARY | 35.2 | -101.81
79178 | UNIQUE | AMARILLO | TX | PRIMARY | 35.2 | -101.81
79185 | UNIQUE | AMARILLO | TX | PRIMARY | 35.2 | -101.81
79189 | PO BOX | AMARILLO | TX | PRIMARY | 35.2 | -101.81
79312 | STANDARD | AMHERST | TX | PRIMARY | 34.01 | -102.41
79501 | STANDARD | ANSON | TX | PRIMARY | 32.75 | -99.89
79313 | STANDARD | ANTON | TX | PRIMARY | 33.81 | -102.16
76351 | PO BOX | ARCHER CITY | TX | PRIMARY | 33.59 | -98.62
76226 | STANDARD | ARGYLE | TX | PRIMARY | 33.11 | -97.17
76001 | STANDARD | ARLINGTON | TX | PRIMARY | 32.69 | -97.12
76002 | STANDARD | ARLINGTON | TX | PRIMARY | 32.69 | -97.12
76003 | PO BOX | ARLINGTON | TX | PRIMARY | 32.69 | -97.12
76004 | PO BOX | ARLINGTON | TX | PRIMARY | 32.69 | -97.12
76005 | PO BOX | ARLINGTON | TX | PRIMARY | 32.69 | -97.12
76006 | STANDARD | ARLINGTON | TX | PRIMARY | 32.69 | -97.12
76007 | PO BOX | ARLINGTON | TX | PRIMARY | 32.69 | -97.12
76010 | STANDARD | ARLINGTON | TX | PRIMARY | 32.69 | -97.12
76011 | STANDARD | ARLINGTON | TX | PRIMARY | 32.69 | -97.12
76012 | STANDARD | ARLINGTON | TX | PRIMARY | 32.69 | -97.12
76013 | STANDARD | ARLINGTON | TX | PRIMARY | 32.69 | -97.12
76014 | STANDARD | ARLINGTON | TX | PRIMARY | 32.69 | -97.12
76015 | STANDARD | ARLINGTON | TX | PRIMARY | 32.69 | -97.12
76016 | STANDARD | ARLINGTON | TX | PRIMARY | 32.69 | -97.12
76017 | STANDARD | ARLINGTON | TX | PRIMARY | 32.69 | -97.12
76018 | STANDARD | ARLINGTON | TX | PRIMARY | 32.69 | -97.12
76019 | UNIQUE | ARLINGTON | TX | PRIMARY | 32.69 | -97.12
76094 | PO BOX | ARLINGTON | TX | PRIMARY | 32.69 | -97.12
76096 | PO BOX | ARLINGTON | TX | PRIMARY | 32.69 | -97.12
76820 | STANDARD | ART | TX | PRIMARY | 30.74 | -99.1
79502 | STANDARD | ASPERMONT | TX | PRIMARY | 33.13 | -100.22
76227 | STANDARD | AUBREY | TX | PRIMARY | 33.3 | -96.98
76020 | STANDARD | AZLE | TX | PRIMARY | 32.89 | -97.53
76098 | PO BOX | AZLE | TX | PRIMARY | 32.89 | -97.53
79504 | STANDARD | BAIRD | TX | PRIMARY | 32.39 | -99.39
76821 | STANDARD | BALLINGER | TX | PRIMARY | 31.74 | -99.95
76823 | STANDARD | BANGS | TX | PRIMARY | 31.71 | -99.13
76930 | STANDARD | BARNHART | TX | PRIMARY | 31.12 | -101.17
76021 | STANDARD | BEDFORD | TX | PRIMARY | 32.84 | -97.13
76022 | STANDARD | BEDFORD | TX | PRIMARY | 32.84 | -97.13
76095 | PO BOX | BEDFORD | TX | PRIMARY | 32.84 | -97.13
76228 | STANDARD | BELLEVUE | TX | PRIMARY | 33.63 | -98.01
76824 | PO BOX | BEND | TX | PRIMARY | 31.09 | -98.51
79505 | STANDARD | BENJAMIN | TX | PRIMARY | 33.58 | -99.79
76932 | STANDARD | BIG LAKE | TX | PRIMARY | 31.19 | -101.45
79506 | STANDARD | BLACKWELL | TX | PRIMARY | 32.08 | -100.31
76432 | STANDARD | BLANKET | TX | PRIMARY | 31.82 | -98.78
79314 | PO BOX | BLEDSOE | TX | PRIMARY | 33.61 | -103.02
76352 | PO BOX | BLUEGROVE | TX | PRIMARY | 33.67 | -98.25
76433 | STANDARD | BLUFF DALE | TX | PRIMARY | 32.35 | -98.02
79005 | STANDARD | BOOKER | TX | PRIMARY | 36.45 | -100.54
79007 | STANDARD | BORGER | TX | PRIMARY | 35.65 | -101.4
79008 | PO BOX | BORGER | TX | PRIMARY | 35.65 | -101.4
79009 | STANDARD | BOVINA | TX | PRIMARY | 34.51 | -102.88
76230 | STANDARD | BOWIE | TX | PRIMARY | 33.55 | -97.84
76023 | STANDARD | BOYD | TX | PRIMARY | 33.08 | -97.56
76825 | STANDARD | BRADY | TX | PRIMARY | 31.13 | -99.37
76424 | STANDARD | BRECKENRIDGE | TX | PRIMARY | 32.75 | -98.91
76426 | STANDARD | BRIDGEPORT | TX | PRIMARY | 33.2 | -97.75
79011 | STANDARD | BRISCOE | TX | PRIMARY | 35.58 | -100.28
76933 | STANDARD | BRONTE | TX | PRIMARY | 31.88 | -100.29
76827 | STANDARD | BROOKESMITH | TX | PRIMARY | 31.55 | -99.11
79316 | STANDARD | BROWNFIELD | TX | PRIMARY | 33.17 | -102.27
79376 | STANDARD | TOKIO | TX | PRIMARY | 33.18 | -102.57
76801 | STANDARD | BROWNWOOD | TX | PRIMARY | 31.72 | -98.97
76802 | STANDARD | EARLY | TX | PRIMARY | 31.74 | -98.94
76803 | PO BOX | BROWNWOOD | TX | PRIMARY | 31.72 | -98.97
76804 | PO BOX | BROWNWOOD | TX | PRIMARY | 31.72 | -98.97
76427 | STANDARD | BRYSON | TX | PRIMARY | 33.15 | -98.38
79508 | STANDARD | BUFFALO GAP | TX | PRIMARY | 32.28 | -99.83
76354 | STANDARD | BURKBURNETT | TX | PRIMARY | 34.07 | -98.56
76828 | STANDARD | BURKETT | TX | PRIMARY | 31.99 | -99.22
76028 | STANDARD | BURLESON | TX | PRIMARY | 32.53 | -97.32
76097 | PO BOX | BURLESON | TX | PRIMARY | 32.53 | -97.32
79012 | PO BOX | BUSHLAND | TX | PRIMARY | 35.19 | -102.06
76357 | STANDARD | BYERS | TX | PRIMARY | 34.07 | -98.19
79013 | PO BOX | CACTUS | TX | PRIMARY | 36.04 | -102.01
76429 | STANDARD | CADDO | TX | PRIMARY | 32.68 | -98.64
79014 | STANDARD | CANADIAN | TX | PRIMARY | 35.91 | -100.38
79015 | STANDARD | CANYON | TX | PRIMARY | 34.98 | -101.92
79016 | UNIQUE | CANYON | TX | PRIMARY | 34.98 | -101.92
76435 | STANDARD | CARBON | TX | PRIMARY | 32.26 | -98.82
76934 | STANDARD | CARLSBAD | TX | PRIMARY | 31.59 | -100.63
76436 | STANDARD | CARLTON | TX | PRIMARY | 31.9 | -98.13
76831 | STANDARD | CASTELL | TX | PRIMARY | 30.7 | -98.5
79018 | STANDARD | CHANNING | TX | PRIMARY | 35.68 | -102.33
79058 | STANDARD | MASTERSON | TX | PRIMARY | 35.63 | -101.96
76832 | STANDARD | CHEROKEE | TX | PRIMARY | 30.98 | -98.7
76431 | STANDARD | CHICO | TX | PRIMARY | 33.29 | -97.79
79201 | STANDARD | CHILDRESS | TX | PRIMARY | 34.42 | -100.24
79223 | STANDARD | CEE VEE | TX | PRIMARY | 34.22 | -100.44
79225 | STANDARD | CHILLICOTHE | TX | PRIMARY | 34.25 | -99.51
79247 | STANDARD | ODELL | TX | PRIMARY | 34.35 | -99.42
76935 | STANDARD | CHRISTOVAL | TX | PRIMARY | 31.19 | -100.49
76437 | STANDARD | CISCO | TX | PRIMARY | 32.38 | -98.98
79226 | STANDARD | CLARENDON | TX | PRIMARY | 34.93 | -100.89
79240 | STANDARD | LELIA LAKE | TX | PRIMARY | 34.9 | -100.77
79019 | STANDARD | CLAUDE | TX | PRIMARY | 35.1 | -101.36
76031 | STANDARD | CLEBURNE | TX | PRIMARY | 32.34 | -97.4
76033 | STANDARD | CLEBURNE | TX | PRIMARY | 32.34 | -97.4
79510 | STANDARD | CLYDE | TX | PRIMARY | 32.4 | -99.49
79511 | STANDARD | COAHOMA | TX | PRIMARY | 32.29 | -101.3
76834 | STANDARD | COLEMAN | TX | PRIMARY | 31.83 | -99.42
76034 | STANDARD | COLLEYVILLE | TX | PRIMARY | 32.89 | -97.14
76233 | STANDARD | COLLINSVILLE | TX | PRIMARY | 33.55 | -96.91
79512 | STANDARD | COLORADO CITY | TX | PRIMARY | 32.39 | -100.85
76442 | STANDARD | COMANCHE | TX | PRIMARY | 31.89 | -98.6
79021 | PO BOX | COTTON CENTER | TX | PRIMARY | 33.99 | -101.99
76035 | STANDARD | CRESSON | TX | PRIMARY | 32.53 | -97.65
79322 | STANDARD | CROSBYTON | TX | PRIMARY | 33.64 | -101.23
76443 | STANDARD | CROSS PLAINS | TX | PRIMARY | 32.12 | -99.16
79227 | STANDARD | CROWELL | TX | PRIMARY | 33.98 | -99.72
76036 | STANDARD | CROWLEY | TX | PRIMARY | 32.57 | -97.35
79022 | STANDARD | DALHART | TX | PRIMARY | 36.06 | -102.51
79024 | PO BOX | DARROUZETT | TX | PRIMARY | 36.44 | -100.32
79025 | PO BOX | DAWN | TX | PRIMARY | 34.91 | -102.19
76234 | STANDARD | DECATUR | TX | PRIMARY | 33.23 | -97.59
76444 | STANDARD | DE LEON | TX | PRIMARY | 32.11 | -98.53
76439 | PO BOX | DENNIS | TX | PRIMARY | 32.61 | -97.92
76201 | STANDARD | DENTON | TX | PRIMARY | 33.21 | -97.13
76202 | PO BOX | DENTON | TX | PRIMARY | 33.21 | -97.13
76203 | PO BOX | DENTON | TX | PRIMARY | 33.21 | -97.13
76204 | PO BOX | DENTON | TX | PRIMARY | 33.21 | -97.13
76205 | STANDARD | DENTON | TX | PRIMARY | 33.21 | -97.13
76206 | PO BOX | DENTON | TX | PRIMARY | 33.21 | -97.13
76207 | STANDARD | DENTON | TX | PRIMARY | 33.21 | -97.13
76208 | STANDARD | DENTON | TX | PRIMARY | 33.21 | -97.13
76209 | STANDARD | DENTON | TX | PRIMARY | 33.23 | -97.11
76210 | STANDARD | DENTON | TX | PRIMARY | 33.14 | -97.06
79323 | STANDARD | DENVER CITY | TX | PRIMARY | 32.96 | -102.83
76445 | STANDARD | DESDEMONA | TX | PRIMARY | 32.29 | -98.56
79229 | STANDARD | DICKENS | TX | PRIMARY | 33.62 | -100.83
79027 | STANDARD | DIMMITT | TX | PRIMARY | 34.54 | -102.31
79230 | STANDARD | DODSON | TX | PRIMARY | 34.76 | -100.02
76836 | STANDARD | DOOLE | TX | PRIMARY | 31.39 | -99.59
79231 | PO BOX | DOUGHERTY | TX | PRIMARY | 33.94 | -101.08
76446 | STANDARD | DUBLIN | TX | PRIMARY | 32.08 | -98.33
79029 | STANDARD | DUMAS | TX | PRIMARY | 35.86 | -101.96
79516 | PO BOX | DUNN | TX | PRIMARY | 32.57 | -100.89
79031 | STANDARD | EARTH | TX | PRIMARY | 34.23 | -102.4
76448 | STANDARD | EASTLAND | TX | PRIMARY | 32.4 | -98.81
76837 | STANDARD | EDEN | TX | PRIMARY | 31.21 | -99.84
79032 | PO BOX | EDMONSON | TX | PRIMARY | 34.28 | -101.89
76936 | STANDARD | ELDORADO | TX | PRIMARY | 30.86 | -100.59
76360 | STANDARD | ELECTRA | TX | PRIMARY | 34.03 | -98.91
76452 | PO BOX | ENERGY | TX | PRIMARY | 31.75 | -98.36
79324 | STANDARD | ENOCHS | TX | PRIMARY | 33.87 | -102.75
76937 | STANDARD | EOLA | TX | PRIMARY | 31.39 | -100.08
76238 | STANDARD | ERA | TX | PRIMARY | 33.49 | -97.3
79233 | PO BOX | ESTELLINE | TX | PRIMARY | 34.54 | -100.43
76039 | STANDARD | EULESS | TX | PRIMARY | 32.84 | -97.07
76040 | STANDARD | EULESS | TX | PRIMARY | 32.84 | -97.07
79033 | PO BOX | FARNSWORTH | TX | PRIMARY | 36.32 | -100.96
79325 | STANDARD | FARWELL | TX | PRIMARY | 34.39 | -102.89
79235 | STANDARD | FLOYDADA | TX | PRIMARY | 33.98 | -101.33
79517 | STANDARD | FLUVANNA | TX | PRIMARY | 32.89 | -101.15
79034 | STANDARD | FOLLETT | TX | PRIMARY | 36.43 | -100.14
76239 | STANDARD | FORESTBURG | TX | PRIMARY | 33.54 | -97.59
76041 | STANDARD | FORRESTON | TX | PRIMARY | 32.27 | -96.89
76841 | STANDARD | FORT MC KAVETT | TX | PRIMARY | 30.84 | -100.06
76101 | PO BOX | FORT WORTH | TX | PRIMARY | 32.75 | -97.33
76102 | STANDARD | FORT WORTH | TX | PRIMARY | 32.75 | -97.33
76103 | STANDARD | FORT WORTH | TX | PRIMARY | 32.75 | -97.33
76104 | STANDARD | FORT WORTH | TX | PRIMARY | 32.75 | -97.33
76105 | STANDARD | FORT WORTH | TX | PRIMARY | 32.75 | -97.33
76106 | STANDARD | FORT WORTH | TX | PRIMARY | 32.75 | -97.33
76107 | STANDARD | FORT WORTH | TX | PRIMARY | 32.75 | -97.33
76108 | STANDARD | FORT WORTH | TX | PRIMARY | 32.75 | -97.33
76109 | STANDARD | FORT WORTH | TX | PRIMARY | 32.75 | -97.33
76110 | STANDARD | FORT WORTH | TX | PRIMARY | 32.75 | -97.33
76111 | STANDARD | FORT WORTH | TX | PRIMARY | 32.75 | -97.33
76112 | STANDARD | FORT WORTH | TX | PRIMARY | 32.75 | -97.33
76113 | PO BOX | FORT WORTH | TX | PRIMARY | 32.75 | -97.33
76114 | STANDARD | FORT WORTH | TX | PRIMARY | 32.75 | -97.33
76115 | STANDARD | FORT WORTH | TX | PRIMARY | 32.75 | -97.33
76116 | STANDARD | FORT WORTH | TX | PRIMARY | 32.75 | -97.33
76117 | STANDARD | HALTOM CITY | TX | PRIMARY | 32.81 | -97.27
76118 | STANDARD | FORT WORTH | TX | PRIMARY | 32.75 | -97.33
76119 | STANDARD | FORT WORTH | TX | PRIMARY | 32.75 | -97.33
76120 | STANDARD | FORT WORTH | TX | PRIMARY | 32.75 | -97.33
76121 | PO BOX | FORT WORTH | TX | PRIMARY | 32.75 | -97.33
76122 | UNIQUE | FORT WORTH | TX | PRIMARY | 32.75 | -97.33
76123 | STANDARD | FORT WORTH | TX | PRIMARY | 32.75 | -97.33
76124 | PO BOX | FORT WORTH | TX | PRIMARY | 32.75 | -97.33
76126 | STANDARD | FORT WORTH | TX | PRIMARY | 32.75 | -97.33
76127 | STANDARD | NAVAL AIR STATION/ JRB | TX | PRIMARY | 32.77 | -97.43
76129 | UNIQUE | FORT WORTH | TX | PRIMARY | 32.75 | -97.33
76130 | UNIQUE | FORT WORTH | TX | PRIMARY | 32.75 | -97.33
76131 | STANDARD | FORT WORTH | TX | PRIMARY | 32.75 | -97.33
76132 | STANDARD | FORT WORTH | TX | PRIMARY | 32.75 | -97.33
76133 | STANDARD | FORT WORTH | TX | PRIMARY | 32.75 | -97.33
76134 | STANDARD | FORT WORTH | TX | PRIMARY | 32.75 | -97.33
76135 | STANDARD | FORT WORTH | TX | PRIMARY | 32.75 | -97.33
76136 | PO BOX | FORT WORTH | TX | PRIMARY | 32.75 | -97.33
76137 | STANDARD | FORT WORTH | TX | PRIMARY | 32.75 | -97.33
76140 | STANDARD | FORT WORTH | TX | PRIMARY | 32.75 | -97.33
76147 | PO BOX | FORT WORTH | TX | PRIMARY | 32.75 | -97.33
76148 | STANDARD | FORT WORTH | TX | PRIMARY | 32.75 | -97.33
76150 | STANDARD | FORT WORTH | TX | PRIMARY | 32.75 | -97.33
76155 | STANDARD | FORT WORTH | TX | PRIMARY | 32.75 | -97.33
76161 | PO BOX | FORT WORTH | TX | PRIMARY | 32.75 | -97.33
76162 | PO BOX | FORT WORTH | TX | PRIMARY | 32.75 | -97.33
76163 | PO BOX | FORT WORTH | TX | PRIMARY | 32.75 | -97.33
76164 | STANDARD | FORT WORTH | TX | PRIMARY | 32.75 | -97.33
76166 | UNIQUE | FORT WORTH | TX | PRIMARY | 32.72 | -97.31
76177 | STANDARD | FORT WORTH | TX | PRIMARY | 32.75 | -97.33
76179 | STANDARD | FORT WORTH | TX | PRIMARY | 32.75 | -97.33
76180 | STANDARD | NORTH RICHLAND HILLS | TX | PRIMARY | 32.86 | -97.21
76181 | PO BOX | FORT WORTH | TX | PRIMARY | 32.75 | -97.33
76182 | STANDARD | NORTH RICHLAND HILLS | TX | PRIMARY | 32.86 | -97.21
76185 | PO BOX | FORT WORTH | TX | PRIMARY | 32.75 | -97.33
76191 | UNIQUE | FORT WORTH | TX | PRIMARY | 32.75 | -97.33
76192 | UNIQUE | FORT WORTH | TX | PRIMARY | 32.75 | -97.33
76193 | UNIQUE | FORT WORTH | TX | PRIMARY | 32.75 | -97.33
76195 | UNIQUE | FORT WORTH | TX | PRIMARY | 32.75 | -97.33
76196 | UNIQUE | FORT WORTH | TX | PRIMARY | 32.75 | -97.33
76197 | UNIQUE | FORT WORTH | TX | PRIMARY | 32.75 | -97.33
76198 | UNIQUE | FORT WORTH | TX | PRIMARY | 32.75 | -97.33
76199 | UNIQUE | FORT WORTH | TX | PRIMARY | 32.75 | -97.33
76842 | STANDARD | FREDONIA | TX | PRIMARY | 30.93 | -99.11
79035 | STANDARD | FRIONA | TX | PRIMARY | 34.63 | -102.72
79036 | STANDARD | FRITCH | TX | PRIMARY | 35.64 | -101.59
76240 | STANDARD | GAINESVILLE | TX | PRIMARY | 33.63 | -97.15
76241 | PO BOX | GAINESVILLE | TX | PRIMARY | 33.63 | -97.15
79518 | STANDARD | GIRARD | TX | PRIMARY | 33.36 | -100.66
76043 | STANDARD | GLEN ROSE | TX | PRIMARY | 32.23 | -97.75
76044 | STANDARD | GODLEY | TX | PRIMARY | 32.44 | -97.52
79519 | STANDARD | GOLDSBORO | TX | PRIMARY | 32.06 | -99.68
76844 | STANDARD | GOLDTHWAITE | TX | PRIMARY | 31.45 | -98.57
76453 | STANDARD | GORDON | TX | PRIMARY | 32.54 | -98.36
76245 | STANDARD | GORDONVILLE | TX | PRIMARY | 33.84 | -96.88
76363 | STANDARD | GOREE | TX | PRIMARY | 33.46 | -99.52
76454 | STANDARD | GORMAN | TX | PRIMARY | 32.21 | -98.67
76845 | STANDARD | GOULDBUSK | TX | PRIMARY | 31.55 | -99.47
76449 | STANDARD | GRAFORD | TX | PRIMARY | 32.93 | -98.24
76450 | STANDARD | GRAHAM | TX | PRIMARY | 33.1 | -98.57
76048 | STANDARD | GRANBURY | TX | PRIMARY | 32.44 | -97.78
76049 | STANDARD | GRANBURY | TX | PRIMARY | 32.44 | -97.78
76050 | STANDARD | GRANDVIEW | TX | PRIMARY | 32.26 | -97.17
76051 | STANDARD | GRAPEVINE | TX | PRIMARY | 32.93 | -97.07
76092 | STANDARD | SOUTHLAKE | TX | PRIMARY | 32.95 | -97.14
76099 | PO BOX | GRAPEVINE | TX | PRIMARY | 32.93 | -97.07
76246 | PO BOX | GREENWOOD | TX | PRIMARY | 33.38 | -97.47
79039 | STANDARD | GROOM | TX | PRIMARY | 35.2 | -101.1
79040 | STANDARD | GRUVER | TX | PRIMARY | 36.25 | -101.41
76455 | STANDARD | GUSTINE | TX | PRIMARY | 31.84 | -98.4
79236 | PO BOX | GUTHRIE | TX | PRIMARY | 33.62 | -100.32
79041 | STANDARD | HALE CENTER | TX | PRIMARY | 34.06 | -101.84
79520 | STANDARD | HAMLIN | TX | PRIMARY | 32.88 | -100.12
79042 | STANDARD | HAPPY | TX | PRIMARY | 34.74 | -101.85
79094 | STANDARD | WAYSIDE | TX | PRIMARY | 34.79 | -101.54
76364 | STANDARD | HARROLD | TX | PRIMARY | 34.08 | -99.03
79043 | STANDARD | HART | TX | PRIMARY | 34.38 | -102.11
79044 | STANDARD | HARTLEY | TX | PRIMARY | 35.88 | -102.39
79521 | STANDARD | HASKELL | TX | PRIMARY | 33.15 | -99.73
76052 | STANDARD | HASLET | TX | PRIMARY | 32.95 | -97.33
79525 | STANDARD | HAWLEY | TX | PRIMARY | 32.6 | -99.81
79237 | STANDARD | HEDLEY | TX | PRIMARY | 34.86 | -100.65
76365 | STANDARD | HENRIETTA | TX | PRIMARY | 33.81 | -98.19
79045 | STANDARD | HEREFORD | TX | PRIMARY | 34.82 | -102.39
79085 | STANDARD | SUMMERFIELD | TX | PRIMARY | 34.74 | -102.51
79526 | STANDARD | HERMLEIGH | TX | PRIMARY | 32.64 | -100.76
76848 | STANDARD | HEXT | TX | PRIMARY | 30.86 | -99.52
76457 | STANDARD | HICO | TX | PRIMARY | 31.98 | -98.02
79046 | STANDARD | HIGGINS | TX | PRIMARY | 36.12 | -100.02
76366 | STANDARD | HOLLIDAY | TX | PRIMARY | 33.81 | -98.68
76053 | STANDARD | HURST | TX | PRIMARY | 32.83 | -97.17
76054 | STANDARD | HURST | TX | PRIMARY | 32.83 | -97.17
79329 | STANDARD | IDALOU | TX | PRIMARY | 33.66 | -101.68
76367 | STANDARD | IOWA PARK | TX | PRIMARY | 33.95 | -98.68
79527 | STANDARD | IRA | TX | PRIMARY | 32.58 | -101
76055 | STANDARD | ITASCA | TX | PRIMARY | 32.15 | -97.14
76458 | STANDARD | JACKSBORO | TX | PRIMARY | 33.22 | -98.15
79528 | STANDARD | JAYTON | TX | PRIMARY | 33.25 | -100.57
76459 | STANDARD | JERMYN | TX | PRIMARY | 33.25 | -98.39
76058 | STANDARD | JOSHUA | TX | PRIMARY | 32.46 | -97.38
76849 | STANDARD | JUNCTION | TX | PRIMARY | 30.48 | -99.77
76247 | STANDARD | JUSTIN | TX | PRIMARY | 33.08 | -97.29
76369 | PO BOX | KAMAY | TX | PRIMARY | 33.85 | -98.82
76059 | STANDARD | KEENE | TX | PRIMARY | 32.39 | -97.33
76244 | STANDARD | KELLER | TX | PRIMARY | 32.93 | -97.22
76248 | STANDARD | KELLER | TX | PRIMARY | 32.93 | -97.22
76060 | STANDARD | KENNEDALE | TX | PRIMARY | 32.64 | -97.21
76939 | PO BOX | KNICKERBOCKER | TX | PRIMARY | 31.26 | -100.62
79529 | STANDARD | KNOX CITY | TX | PRIMARY | 33.41 | -99.81
79052 | STANDARD | KRESS | TX | PRIMARY | 34.36 | -101.74
76249 | STANDARD | KRUM | TX | PRIMARY | 33.26 | -97.22
79239 | STANDARD | LAKEVIEW | TX | PRIMARY | 34.67 | -100.69
79331 | STANDARD | LAMESA | TX | PRIMARY | 32.73 | -101.95
79530 | STANDARD | LAWN | TX | PRIMARY | 32.13 | -99.75
79053 | PO BOX | LAZBUDDIE | TX | PRIMARY | 34.39 | -102.61
79054 | PO BOX | LEFORS | TX | PRIMARY | 35.43 | -100.8
79336 | STANDARD | LEVELLAND | TX | PRIMARY | 33.57 | -102.36
79338 | PO BOX | LEVELLAND | TX | PRIMARY | 33.57 | -102.36
76061 | PO BOX | LILLIAN | TX | PRIMARY | 32.42 | -97.2
76250 | STANDARD | LINDSAY | TX | PRIMARY | 33.63 | -97.21
76461 | PO BOX | LINGLEVILLE | TX | PRIMARY | 32.26 | -98.36
76462 | STANDARD | LIPAN | TX | PRIMARY | 32.51 | -98.04
79056 | STANDARD | LIPSCOMB | TX | PRIMARY | 36.23 | -100.27
79326 | STANDARD | FIELDTON | TX | PRIMARY | 34.03 | -102.22
79339 | STANDARD | LITTLEFIELD | TX | PRIMARY | 33.91 | -102.33
79221 | PO BOX | AIKEN | TX | PRIMARY | 34.14 | -101.52
79241 | STANDARD | LOCKNEY | TX | PRIMARY | 34.12 | -101.44
76852 | STANDARD | LOHN | TX | PRIMARY | 31.32 | -99.4
76853 | STANDARD | LOMETA | TX | PRIMARY | 31.21 | -98.39
76854 | STANDARD | LONDON | TX | PRIMARY | 30.67 | -99.57
79342 | STANDARD | LOOP | TX | PRIMARY | 32.92 | -102.42
79532 | STANDARD | LORAINE | TX | PRIMARY | 32.4 | -100.71
79343 | STANDARD | LORENZO | TX | PRIMARY | 33.67 | -101.53
76460 | STANDARD | LOVING | TX | PRIMARY | 33.27 | -98.48
76855 | PO BOX | LOWAKE | TX | PRIMARY | 31.56 | -100.07
79401 | STANDARD | LUBBOCK | TX | PRIMARY | 33.57 | -101.87
79402 | STANDARD | LUBBOCK | TX | PRIMARY | 33.57 | -101.87
79403 | STANDARD | LUBBOCK | TX | PRIMARY | 33.57 | -101.87
79404 | STANDARD | LUBBOCK | TX | PRIMARY | 33.57 | -101.87
79406 | STANDARD | LUBBOCK | TX | PRIMARY | 33.57 | -101.87
79407 | STANDARD | LUBBOCK | TX | PRIMARY | 33.57 | -101.87
79408 | PO BOX | LUBBOCK | TX | PRIMARY | 33.57 | -101.87
79409 | STANDARD | LUBBOCK | TX | PRIMARY | 33.57 | -101.87
79410 | STANDARD | LUBBOCK | TX | PRIMARY | 33.57 | -101.87
79411 | STANDARD | LUBBOCK | TX | PRIMARY | 33.57 | -101.87
79412 | STANDARD | LUBBOCK | TX | PRIMARY | 33.57 | -101.87
79413 | STANDARD | LUBBOCK | TX | PRIMARY | 33.57 | -101.87
79414 | STANDARD | LUBBOCK | TX | PRIMARY | 33.57 | -101.87
79415 | STANDARD | LUBBOCK | TX | PRIMARY | 33.57 | -101.87
79416 | STANDARD | LUBBOCK | TX | PRIMARY | 33.57 | -101.87
79423 | STANDARD | LUBBOCK | TX | PRIMARY | 33.57 | -101.87
79424 | STANDARD | LUBBOCK | TX | PRIMARY | 33.57 | -101.87
79430 | UNIQUE | LUBBOCK | TX | PRIMARY | 33.57 | -101.87
79452 | PO BOX | LUBBOCK | TX | PRIMARY | 33.57 | -101.87
79453 | PO BOX | LUBBOCK | TX | PRIMARY | 33.57 | -101.87
79457 | UNIQUE | LUBBOCK | TX | PRIMARY | 33.57 | -101.87
79464 | PO BOX | LUBBOCK | TX | PRIMARY | 33.57 | -101.87
79490 | PO BOX | LUBBOCK | TX | PRIMARY | 33.57 | -101.87
79491 | UNIQUE | LUBBOCK | TX | PRIMARY | 33.57 | -101.87
79493 | PO BOX | LUBBOCK | TX | PRIMARY | 33.57 | -101.87
79499 | PO BOX | LUBBOCK | TX | PRIMARY | 33.57 | -101.87
79533 | STANDARD | LUEDERS | TX | PRIMARY | 32.79 | -99.62
79243 | STANDARD | MCADOO | TX | PRIMARY | 33.77 | -100.96
79534 | STANDARD | MC CAULLEY | TX | PRIMARY | 32.79 | -100.22
79057 | STANDARD | MCLEAN | TX | PRIMARY | 35.23 | -100.6
76063 | STANDARD | MANSFIELD | TX | PRIMARY | 32.56 | -97.11
79344 | STANDARD | MAPLE | TX | PRIMARY | 33.84 | -102.89
79535 | STANDARD | MARYNEAL | TX | PRIMARY | 32.23 | -100.45
76856 | STANDARD | MASON | TX | PRIMARY | 30.74 | -99.23
79244 | STANDARD | MATADOR | TX | PRIMARY | 34.01 | -100.82
76857 | STANDARD | MAY | TX | PRIMARY | 31.97 | -98.91
76064 | STANDARD | MAYPEARL | TX | PRIMARY | 32.31 | -97
79345 | STANDARD | MEADOW | TX | PRIMARY | 33.33 | -102.2
76370 | PO BOX | MEGARGEL | TX | PRIMARY | 33.45 | -98.92
76858 | STANDARD | MELVIN | TX | PRIMARY | 31.19 | -99.58
79245 | STANDARD | MEMPHIS | TX | PRIMARY | 34.72 | -100.54
76859 | STANDARD | MENARD | TX | PRIMARY | 30.91 | -99.78
76940 | STANDARD | MERETA | TX | PRIMARY | 31.45 | -100.14
79536 | STANDARD | MERKEL | TX | PRIMARY | 32.46 | -100.01
76941 | STANDARD | MERTZON | TX | PRIMARY | 31.26 | -100.82
79059 | STANDARD | MIAMI | TX | PRIMARY | 35.69 | -100.64
76065 | STANDARD | MIDLOTHIAN | TX | PRIMARY | 32.49 | -96.99
76861 | STANDARD | MILES | TX | PRIMARY | 31.6 | -100.18
76862 | STANDARD | MILLERSVIEW | TX | PRIMARY | 31.4 | -99.75
76066 | STANDARD | MILLSAP | TX | PRIMARY | 32.75 | -98
76067 | STANDARD | MINERAL WELLS | TX | PRIMARY | 32.82 | -98.07
76068 | PO BOX | MINERAL WELLS | TX | PRIMARY | 32.82 | -98.07
76463 | STANDARD | MINGUS | TX | PRIMARY | 32.53 | -98.42
79061 | STANDARD | MOBEETIE | TX | PRIMARY | 35.53 | -100.44
76251 | STANDARD | MONTAGUE | TX | PRIMARY | 33.67 | -97.72
76464 | STANDARD | MORAN | TX | PRIMARY | 32.54 | -99.16
76465 | PO BOX | MORGAN MILL | TX | PRIMARY | 32.4 | -98.17
79062 | STANDARD | MORSE | TX | PRIMARY | 36.06 | -101.47
79346 | STANDARD | MORTON | TX | PRIMARY | 33.72 | -102.75
76252 | STANDARD | MUENSTER | TX | PRIMARY | 33.65 | -97.37
79347 | STANDARD | MULESHOE | TX | PRIMARY | 34.22 | -102.72
76864 | STANDARD | MULLIN | TX | PRIMARY | 31.55 | -98.66
76371 | STANDARD | MUNDAY | TX | PRIMARY | 33.44 | -99.62
76253 | PO BOX | MYRA | TX | PRIMARY | 33.62 | -97.31
79063 | STANDARD | NAZARETH | TX | PRIMARY | 34.54 | -102.1
76070 | STANDARD | NEMO | TX | PRIMARY | 32.28 | -97.64
76071 | STANDARD | NEWARK | TX | PRIMARY | 32.99 | -97.47
76372 | STANDARD | NEWCASTLE | TX | PRIMARY | 33.19 | -98.74
79350 | PO BOX | NEW DEAL | TX | PRIMARY | 33.73 | -101.83
76255 | STANDARD | NOCONA | TX | PRIMARY | 33.78 | -97.73
79537 | STANDARD | NOLAN | TX | PRIMARY | 32.27 | -100.24
76865 | STANDARD | NORTON | TX | PRIMARY | 31.87 | -100.12
79538 | STANDARD | NOVICE | TX | PRIMARY | 31.98 | -99.62
79539 | STANDARD | O BRIEN | TX | PRIMARY | 33.38 | -99.84
79351 | STANDARD | ODONNELL | TX | PRIMARY | 33 | -101.82
76373 | STANDARD | OKLAUNION | TX | PRIMARY | 34.13 | -99.13
76466 | PO BOX | OLDEN | TX | PRIMARY | 32.42 | -98.73
79540 | STANDARD | OLD GLORY | TX | PRIMARY | 33.12 | -100.05
76374 | STANDARD | OLNEY | TX | PRIMARY | 33.36 | -98.75
79064 | STANDARD | OLTON | TX | PRIMARY | 34.17 | -102.13
79541 | STANDARD | OVALO | TX | PRIMARY | 32.17 | -99.8
76943 | STANDARD | OZONA | TX | PRIMARY | 30.7 | -101.2
79248 | STANDARD | PADUCAH | TX | PRIMARY | 34.01 | -100.3
76866 | STANDARD | PAINT ROCK | TX | PRIMARY | 31.5 | -99.92
76484 | STANDARD | PALO PINTO | TX | PRIMARY | 32.75 | -98.28
76467 | PO BOX | PALUXY | TX | PRIMARY | 32.35 | -97.89
79065 | STANDARD | PAMPA | TX | PRIMARY | 35.54 | -100.96
79066 | PO BOX | PAMPA | TX | PRIMARY | 35.54 | -100.96
79068 | STANDARD | PANHANDLE | TX | PRIMARY | 35.34 | -101.38
76073 | STANDARD | PARADISE | TX | PRIMARY | 33.08 | -97.7
76485 | PO BOX | PEASTER | TX | PRIMARY | 32.87 | -97.86
79353 | STANDARD | PEP | TX | PRIMARY | 33.81 | -102.56
76486 | STANDARD | PERRIN | TX | PRIMARY | 33.08 | -98.05
79070 | STANDARD | PERRYTON | TX | PRIMARY | 36.39 | -100.8
79093 | PO BOX | WAKA | TX | PRIMARY | 36.28 | -101.04
79250 | STANDARD | PETERSBURG | TX | PRIMARY | 33.87 | -101.59
76377 | STANDARD | PETROLIA | TX | PRIMARY | 34.01 | -98.23
76258 | STANDARD | PILOT POINT | TX | PRIMARY | 33.39 | -96.95
79355 | STANDARD | PLAINS | TX | PRIMARY | 33.19 | -102.82
79072 | STANDARD | PLAINVIEW | TX | PRIMARY | 34.19 | -101.72
79073 | PO BOX | PLAINVIEW | TX | PRIMARY | 34.19 | -101.72
76259 | STANDARD | PONDER | TX | PRIMARY | 33.17 | -97.28
76869 | STANDARD | PONTOTOC | TX | PRIMARY | 30.9 | -98.97
76487 | STANDARD | POOLVILLE | TX | PRIMARY | 32.97 | -97.87
79330 | STANDARD | JUSTICEBURG | TX | PRIMARY | 33.04 | -101.2
79356 | STANDARD | POST | TX | PRIMARY | 33.19 | -101.38
76870 | STANDARD | PRIDDY | TX | PRIMARY | 31.69 | -98.5
76468 | PO BOX | PROCTOR | TX | PRIMARY | 32.01 | -98.42
76469 | PO BOX | PUTNAM | TX | PRIMARY | 32.36 | -99.19
79251 | STANDARD | QUAIL | TX | PRIMARY | 34.9 | -100.4
79252 | STANDARD | QUANAH | TX | PRIMARY | 34.29 | -99.74
79255 | STANDARD | QUITAQUE | TX | PRIMARY | 34.36 | -101.05
76077 | STANDARD | RAINBOW | TX | PRIMARY | 32.28 | -97.7
79357 | STANDARD | RALLS | TX | PRIMARY | 33.67 | -101.38
76470 | STANDARD | RANGER | TX | PRIMARY | 32.47 | -98.67
76078 | STANDARD | RHOME | TX | PRIMARY | 33.05 | -97.46
76871 | STANDARD | RICHLAND SPRINGS | TX | PRIMARY | 31.27 | -98.94
76261 | STANDARD | RINGGOLD | TX | PRIMARY | 33.8 | -97.95
76093 | STANDARD | RIO VISTA | TX | PRIMARY | 32.23 | -97.37
76471 | STANDARD | RISING STAR | TX | PRIMARY | 32.09 | -98.96
76262 | STANDARD | ROANOKE | TX | PRIMARY | 33 | -97.23
79220 | STANDARD | AFTON | TX | PRIMARY | 33.76 | -100.81
79256 | STANDARD | ROARING SPRINGS | TX | PRIMARY | 33.89 | -100.85
76945 | STANDARD | ROBERT LEE | TX | PRIMARY | 31.89 | -100.48
79543 | STANDARD | ROBY | TX | PRIMARY | 32.74 | -100.37
76872 | STANDARD | ROCHELLE | TX | PRIMARY | 31.22 | -99.21
79544 | STANDARD | ROCHESTER | TX | PRIMARY | 33.31 | -99.85
76873 | STANDARD | ROCKWOOD | TX | PRIMARY | 31.5 | -99.37
76874 | STANDARD | ROOSEVELT | TX | PRIMARY | 30.49 | -100.05
79358 | STANDARD | ROPESVILLE | TX | PRIMARY | 33.41 | -102.15
79545 | STANDARD | ROSCOE | TX | PRIMARY | 32.44 | -100.54
76263 | STANDARD | ROSSTON | TX | PRIMARY | 33.48 | -97.45
79546 | STANDARD | ROTAN | TX | PRIMARY | 32.85 | -100.46
76875 | STANDARD | ROWENA | TX | PRIMARY | 31.64 | -100.04
79547 | STANDARD | RULE | TX | PRIMARY | 33.18 | -99.89
79548 | STANDARD | RULE | TX | PRIMARY | 33.18 | -99.89
76264 | STANDARD | SADLER | TX | PRIMARY | 33.68 | -96.84
76265 | STANDARD | SAINT JO | TX | PRIMARY | 33.69 | -97.52
76901 | STANDARD | SAN ANGELO | TX | PRIMARY | 31.44 | -100.45
76902 | PO BOX | SAN ANGELO | TX | PRIMARY | 31.44 | -100.45
76903 | STANDARD | SAN ANGELO | TX | PRIMARY | 31.44 | -100.45
76904 | STANDARD | SAN ANGELO | TX | PRIMARY | 31.44 | -100.45
76905 | STANDARD | SAN ANGELO | TX | PRIMARY | 31.44 | -100.45
76906 | PO BOX | SAN ANGELO | TX | PRIMARY | 31.44 | -100.45
76908 | STANDARD | GOODFELLOW AFB | TX | PRIMARY | 31.43 | -100.4
76909 | UNIQUE | SAN ANGELO | TX | PRIMARY | 31.44 | -100.45
79078 | PO BOX | SANFORD | TX | PRIMARY | 35.7 | -101.53
76266 | STANDARD | SANGER | TX | PRIMARY | 33.36 | -97.17
76877 | STANDARD | SAN SABA | TX | PRIMARY | 31.19 | -98.72
76878 | STANDARD | SANTA ANNA | TX | PRIMARY | 31.73 | -99.32
76472 | STANDARD | SANTO | TX | PRIMARY | 32.58 | -98.18
76379 | STANDARD | SCOTLAND | TX | PRIMARY | 33.64 | -98.45
79359 | STANDARD | SEAGRAVES | TX | PRIMARY | 32.94 | -102.56
79360 | STANDARD | SEMINOLE | TX | PRIMARY | 32.71 | -102.65
76380 | STANDARD | SEYMOUR | TX | PRIMARY | 33.59 | -99.25
79363 | STANDARD | SHALLOWATER | TX | PRIMARY | 33.69 | -101.99
79077 | PO BOX | SAM NORWOOD | TX | PRIMARY | 35.05 | -100.28
79079 | STANDARD | SHAMROCK | TX | PRIMARY | 35.21 | -100.24
76474 | STANDARD | SIDNEY | TX | PRIMARY | 31.92 | -98.77
76949 | STANDARD | SILVER | TX | PRIMARY | 32.07 | -100.68
79257 | STANDARD | SILVERTON | TX | PRIMARY | 34.47 | -101.3
79080 | STANDARD | SKELLYTOWN | TX | PRIMARY | 35.57 | -101.17
79364 | STANDARD | SLATON | TX | PRIMARY | 33.43 | -101.64
79366 | STANDARD | RANSOM CANYON | TX | PRIMARY | 33.52 | -101.68
76267 | PO BOX | SLIDELL | TX | PRIMARY | 33.35 | -97.39
79367 | PO BOX | SMYER | TX | PRIMARY | 33.58 | -102.16
79549 | STANDARD | SNYDER | TX | PRIMARY | 32.71 | -100.91
79550 | PO BOX | SNYDER | TX | PRIMARY | 32.71 | -100.91
76950 | STANDARD | SONORA | TX | PRIMARY | 30.57 | -100.64
76481 | STANDARD | SOUTH BEND | TX | PRIMARY | 33 | -98.66
76268 | PO BOX | SOUTHMAYD | TX | PRIMARY | 33.62 | -96.72
79258 | PO BOX | SOUTH PLAINS | TX | PRIMARY | 34.22 | -101.3
79369 | PO BOX | SPADE | TX | PRIMARY | 33.92 | -102.15
79081 | STANDARD | SPEARMAN | TX | PRIMARY | 36.19 | -101.19
79082 | STANDARD | SPRINGLAKE | TX | PRIMARY | 34.23 | -102.3
76082 | STANDARD | SPRINGTOWN | TX | PRIMARY | 32.96 | -97.68
79370 | STANDARD | SPUR | TX | PRIMARY | 33.47 | -100.85
79503 | STANDARD | AVOCA | TX | PRIMARY | 32.86 | -99.71
79553 | STANDARD | STAMFORD | TX | PRIMARY | 33.02 | -99.64
76880 | PO BOX | STAR | TX | PRIMARY | 31.47 | -98.41
76401 | STANDARD | STEPHENVILLE | TX | PRIMARY | 32.21 | -98.21
76402 | UNIQUE | STEPHENVILLE | TX | PRIMARY | 32.21 | -98.21
76951 | STANDARD | STERLING CITY | TX | PRIMARY | 31.83 | -100.98
79083 | STANDARD | STINNETT | TX | PRIMARY | 35.82 | -101.44
79051 | PO BOX | KERRICK | TX | PRIMARY | 36.45 | -102.24
79084 | STANDARD | STRATFORD | TX | PRIMARY | 36.33 | -102.07
76475 | STANDARD | STRAWN | TX | PRIMARY | 32.55 | -98.49
79371 | STANDARD | SUDAN | TX | PRIMARY | 34.06 | -102.52
79372 | PO BOX | SUNDOWN | TX | PRIMARY | 33.45 | -102.49
79086 | STANDARD | SUNRAY | TX | PRIMARY | 36.01 | -101.82
76270 | STANDARD | SUNSET | TX | PRIMARY | 33.45 | -97.77
79556 | STANDARD | SWEETWATER | TX | PRIMARY | 32.46 | -100.4
79560 | STANDARD | SYLVESTER | TX | PRIMARY | 32.72 | -100.25
79373 | STANDARD | TAHOKA | TX | PRIMARY | 33.16 | -101.79
76882 | STANDARD | TALPA | TX | PRIMARY | 31.77 | -99.7
76883 | STANDARD | TELEGRAPH | TX | PRIMARY | 30.33 | -99.98
79259 | STANDARD | TELL | TX | PRIMARY | 34.38 | -100.39
76953 | PO BOX | TENNYSON | TX | PRIMARY | 31.74 | -100.28
79087 | STANDARD | TEXLINE | TX | PRIMARY | 36.37 | -103.01
76483 | STANDARD | THROCKMORTON | TX | PRIMARY | 33.18 | -99.17
76271 | STANDARD | TIOGA | TX | PRIMARY | 33.47 | -96.91
76476 | STANDARD | TOLAR | TX | PRIMARY | 32.39 | -97.91
79561 | STANDARD | TRENT | TX | PRIMARY | 32.48 | -100.12
79088 | STANDARD | TULIA | TX | PRIMARY | 34.53 | -101.77
79234 | STANDARD | FLOMOT | TX | PRIMARY | 34.22 | -100.98
79261 | STANDARD | TURKEY | TX | PRIMARY | 34.39 | -100.89
79562 | STANDARD | TUSCOLA | TX | PRIMARY | 32.21 | -99.79
79563 | STANDARD | TYE | TX | PRIMARY | 32.45 | -99.86
79091 | PO BOX | UMBARGER | TX | PRIMARY | 34.95 | -102.1
76884 | STANDARD | VALERA | TX | PRIMARY | 31.75 | -99.54
76888 | STANDARD | VOSS | TX | PRIMARY | 31.62 | -99.56
76885 | STANDARD | VALLEY SPRING | TX | PRIMARY | 30.83 | -98.84
76272 | STANDARD | VALLEY VIEW | TX | PRIMARY | 33.48 | -97.16
76955 | STANDARD | VANCOURT | TX | PRIMARY | 31.34 | -100.17
79010 | PO BOX | BOYS RANCH | TX | PRIMARY | 35.51 | -102.25
79092 | STANDARD | VEGA | TX | PRIMARY | 35.24 | -102.42
76084 | STANDARD | VENUS | TX | PRIMARY | 32.42 | -97.1
76886 | PO BOX | VERIBEST | TX | PRIMARY | 31.47 | -100.25
76384 | STANDARD | VERNON | TX | PRIMARY | 34.14 | -99.3
76385 | PO BOX | VERNON | TX | PRIMARY | 34.14 | -99.3
76887 | STANDARD | VOCA | TX | PRIMARY | 31.01 | -99.18
76957 | STANDARD | WALL | TX | PRIMARY | 31.37 | -100.3
76958 | PO BOX | WATER VALLEY | TX | PRIMARY | 31.66 | -100.71
76085 | STANDARD | WEATHERFORD | TX | PRIMARY | 32.83 | -97.7
76086 | STANDARD | WEATHERFORD | TX | PRIMARY | 32.75 | -97.77
76087 | STANDARD | WEATHERFORD | TX | PRIMARY | 32.75 | -97.77
76088 | STANDARD | WEATHERFORD | TX | PRIMARY | 32.75 | -97.77
76388 | STANDARD | WEINERT | TX | PRIMARY | 33.32 | -99.67
79377 | STANDARD | WELCH | TX | PRIMARY | 32.93 | -102.13
79095 | STANDARD | WELLINGTON | TX | PRIMARY | 34.85 | -100.21
79378 | PO BOX | WELLMAN | TX | PRIMARY | 33.04 | -102.42
79565 | STANDARD | WESTBROOK | TX | PRIMARY | 32.35 | -101.01
79096 | STANDARD | WHEELER | TX | PRIMARY | 35.44 | -100.27
79097 | STANDARD | WHITE DEER | TX | PRIMARY | 35.43 | -101.17
79379 | PO BOX | WHITEFACE | TX | PRIMARY | 33.59 | -102.61
76273 | STANDARD | WHITESBORO | TX | PRIMARY | 33.65 | -96.9
79380 | PO BOX | WHITHARRAL | TX | PRIMARY | 33.73 | -102.32
76490 | STANDARD | WHITT | TX | PRIMARY | 32.96 | -98.02
76301 | STANDARD | WICHITA FALLS | TX | PRIMARY | 33.89 | -98.51
76302 | STANDARD | WICHITA FALLS | TX | PRIMARY | 33.89 | -98.51
76305 | STANDARD | WICHITA FALLS | TX | PRIMARY | 33.89 | -98.51
76306 | STANDARD | WICHITA FALLS | TX | PRIMARY | 33.89 | -98.51
76307 | PO BOX | WICHITA FALLS | TX | PRIMARY | 33.89 | -98.51
76308 | STANDARD | WICHITA FALLS | TX | PRIMARY | 33.89 | -98.51
76309 | STANDARD | WICHITA FALLS | TX | PRIMARY | 33.89 | -98.51
76310 | STANDARD | WICHITA FALLS | TX | PRIMARY | 33.89 | -98.51
76311 | STANDARD | SHEPPARD AFB | TX | PRIMARY | 33.98 | -98.5
79098 | STANDARD | WILDORADO | TX | PRIMARY | 35.21 | -102.24
79381 | STANDARD | WILSON | TX | PRIMARY | 33.31 | -101.72
79383 | PO BOX | NEW HOME | TX | PRIMARY | 33.32 | -101.91
76389 | STANDARD | WINDTHORST | TX | PRIMARY | 33.57 | -98.43
79566 | STANDARD | WINGATE | TX | PRIMARY | 32.04 | -100.11
79567 | STANDARD | WINTERS | TX | PRIMARY | 31.96 | -99.93
79382 | STANDARD | WOLFFORTH | TX | PRIMARY | 33.5 | -102.01
76491 | STANDARD | WOODSON | TX | PRIMARY | 33.01 | -99.05
76890 | STANDARD | ZEPHYR | TX | PRIMARY | 31.67 | -98.79
77326 | PO BOX | ACE | TX | PRIMARY | 30.54 | -94.79
77411 | PO BOX | ALIEF | TX | PRIMARY | 29.7 | -95.58
77412 | PO BOX | ALTAIR | TX | PRIMARY | 29.57 | -96.48
77511 | STANDARD | ALVIN | TX | PRIMARY | 29.43 | -95.24
77512 | PO BOX | ALVIN | TX | PRIMARY | 29.43 | -95.24
77514 | STANDARD | ANAHUAC | TX | PRIMARY | 29.76 | -94.67
77830 | STANDARD | ANDERSON | TX | PRIMARY | 30.55 | -96.03
77875 | PO BOX | ROANS PRAIRIE | TX | PRIMARY | 30.59 | -95.98
77515 | STANDARD | ANGLETON | TX | PRIMARY | 29.16 | -95.42
77516 | PO BOX | ANGLETON | TX | PRIMARY | 29.16 | -95.42
77518 | STANDARD | BACLIFF | TX | PRIMARY | 29.5 | -94.99
77413 | PO BOX | BARKER | TX | PRIMARY | 29.83 | -95.77
77519 | STANDARD | BATSON | TX | PRIMARY | 30.24 | -94.6
77404 | PO BOX | BAY CITY | TX | PRIMARY | 28.97 | -95.96
77414 | STANDARD | BAY CITY | TX | PRIMARY | 28.97 | -95.96
77520 | STANDARD | BAYTOWN | TX | PRIMARY | 29.74 | -94.96
77521 | STANDARD | BAYTOWN | TX | PRIMARY | 29.74 | -94.96
77522 | PO BOX | BAYTOWN | TX | PRIMARY | 29.74 | -94.96
77523 | STANDARD | BAYTOWN | TX | PRIMARY | 29.76 | -94.87
77417 | STANDARD | BEASLEY | TX | PRIMARY | 29.49 | -95.91
77657 | STANDARD | LUMBERTON | TX | PRIMARY | 30.26 | -94.2
77701 | STANDARD | BEAUMONT | TX | PRIMARY | 30.08 | -94.14
77702 | STANDARD | BEAUMONT | TX | PRIMARY | 30.08 | -94.14
77703 | STANDARD | BEAUMONT | TX | PRIMARY | 30.08 | -94.14
77704 | PO BOX | BEAUMONT | TX | PRIMARY | 30.08 | -94.14
77705 | STANDARD | BEAUMONT | TX | PRIMARY | 30.08 | -94.14
77706 | STANDARD | BEAUMONT | TX | PRIMARY | 30.08 | -94.14
77707 | STANDARD | BEAUMONT | TX | PRIMARY | 30.08 | -94.14
77708 | STANDARD | BEAUMONT | TX | PRIMARY | 30.08 | -94.14
77709 | PO BOX | BEAUMONT | TX | PRIMARY | 30.14 | -94.14
77710 | PO BOX | BEAUMONT | TX | PRIMARY | 30.08 | -94.14
77713 | STANDARD | BEAUMONT | TX | PRIMARY | 30.08 | -94.14
77720 | PO BOX | BEAUMONT | TX | PRIMARY | 30.08 | -94.14
77725 | PO BOX | BEAUMONT | TX | PRIMARY | 30.08 | -94.14
77726 | PO BOX | BEAUMONT | TX | PRIMARY | 30.08 | -94.14
77831 | STANDARD | BEDIAS | TX | PRIMARY | 30.74 | -95.92
77401 | STANDARD | BELLAIRE | TX | PRIMARY | 29.7 | -95.46
77402 | PO BOX | BELLAIRE | TX | PRIMARY | 29.7 | -95.46
77418 | STANDARD | BELLVILLE | TX | PRIMARY | 29.94 | -96.25
77419 | PO BOX | BLESSING | TX | PRIMARY | 28.83 | -96.23
77420 | STANDARD | BOLING | TX | PRIMARY | 29.23 | -95.98
77422 | STANDARD | BRAZORIA | TX | PRIMARY | 29.04 | -95.56
77833 | STANDARD | BRENHAM | TX | PRIMARY | 30.15 | -96.39
77834 | PO BOX | BRENHAM | TX | PRIMARY | 30.15 | -96.39
77611 | STANDARD | BRIDGE CITY | TX | PRIMARY | 30.02 | -93.85
77423 | STANDARD | BROOKSHIRE | TX | PRIMARY | 29.78 | -95.95
77801 | STANDARD | BRYAN | TX | PRIMARY | 30.66 | -96.36
77802 | STANDARD | BRYAN | TX | PRIMARY | 30.66 | -96.36
77803 | STANDARD | BRYAN | TX | PRIMARY | 30.66 | -96.36
77805 | PO BOX | BRYAN | TX | PRIMARY | 30.66 | -96.36
77806 | PO BOX | BRYAN | TX | PRIMARY | 30.66 | -96.36
77807 | STANDARD | BRYAN | TX | PRIMARY | 30.66 | -96.36
77808 | STANDARD | BRYAN | TX | PRIMARY | 30.66 | -96.36
77612 | STANDARD | BUNA | TX | PRIMARY | 30.44 | -93.96
77835 | STANDARD | BURTON | TX | PRIMARY | 30.17 | -96.59
77836 | STANDARD | CALDWELL | TX | PRIMARY | 30.52 | -96.7
77837 | STANDARD | CALVERT | TX | PRIMARY | 30.97 | -96.67
77415 | PO BOX | CEDAR LANE | TX | PRIMARY | 28.94 | -95.76
77530 | STANDARD | CHANNELVIEW | TX | PRIMARY | 29.78 | -95.11
77426 | STANDARD | CHAPPELL HILL | TX | PRIMARY | 30.19 | -96.21
77613 | PO BOX | CHINA | TX | PRIMARY | 30.05 | -94.33
77838 | PO BOX | CHRIESMAN | TX | PRIMARY | 30.59 | -96.79
77327 | STANDARD | CLEVELAND | TX | PRIMARY | 30.34 | -95.07
77328 | STANDARD | CLEVELAND | TX | PRIMARY | 30.34 | -95.07
77531 | STANDARD | CLUTE | TX | PRIMARY | 29.02 | -95.39
77331 | STANDARD | COLDSPRING | TX | PRIMARY | 30.59 | -95.12
77428 | PO BOX | COLLEGEPORT | TX | PRIMARY | 28.68 | -96.16
77840 | STANDARD | COLLEGE STATION | TX | PRIMARY | 30.6 | -96.31
77841 | PO BOX | COLLEGE STATION | TX | PRIMARY | 30.6 | -96.31
77842 | PO BOX | COLLEGE STATION | TX | PRIMARY | 30.6 | -96.31
77843 | UNIQUE | COLLEGE STATION | TX | PRIMARY | 30.6 | -96.31
77844 | PO BOX | COLLEGE STATION | TX | PRIMARY | 30.6 | -96.31
77845 | STANDARD | COLLEGE STATION | TX | PRIMARY | 30.6 | -96.31
77850 | PO BOX | CONCORD | TX | PRIMARY | 31.26 | -96.1
77301 | STANDARD | CONROE | TX | PRIMARY | 30.32 | -95.47
77302 | STANDARD | CONROE | TX | PRIMARY | 30.32 | -95.47
77303 | STANDARD | CONROE | TX | PRIMARY | 30.32 | -95.47
77304 | STANDARD | CONROE | TX | PRIMARY | 30.32 | -95.47
77305 | PO BOX | CONROE | TX | PRIMARY | 30.32 | -95.47
77306 | STANDARD | CONROE | TX | PRIMARY | 30.32 | -95.47
77384 | STANDARD | CONROE | TX | PRIMARY | 30.32 | -95.47
77385 | STANDARD | CONROE | TX | PRIMARY | 30.32 | -95.47
77532 | STANDARD | CROSBY | TX | PRIMARY | 29.91 | -95.05
77410 | PO BOX | CYPRESS | TX | PRIMARY | 29.96 | -95.69
77429 | STANDARD | CYPRESS | TX | PRIMARY | 29.96 | -95.69
77433 | STANDARD | CYPRESS | TX | PRIMARY | 29.96 | -95.69
77533 | PO BOX | DAISETTA | TX | PRIMARY | 30.11 | -94.64
77332 | PO BOX | DALLARDSVILLE | TX | PRIMARY | 30.65 | -94.6
77430 | STANDARD | DAMON | TX | PRIMARY | 29.27 | -95.72
77534 | STANDARD | DANBURY | TX | PRIMARY | 29.22 | -95.34
77431 | PO BOX | DANCIGER | TX | PRIMARY | 29.19 | -95.72
77432 | STANDARD | DANEVANG | TX | PRIMARY | 29.08 | -96.17
77535 | STANDARD | DAYTON | TX | PRIMARY | 30.05 | -94.89
77852 | PO BOX | DEANVILLE | TX | PRIMARY | 30.43 | -96.74
77536 | STANDARD | DEER PARK | TX | PRIMARY | 29.69 | -95.11
77538 | STANDARD | DEVERS | TX | PRIMARY | 30.02 | -94.58
77614 | PO BOX | DEWEYVILLE | TX | PRIMARY | 30.3 | -93.75
77539 | STANDARD | DICKINSON | TX | PRIMARY | 29.45 | -95.06
77853 | STANDARD | DIME BOX | TX | PRIMARY | 30.35 | -96.81
77333 | PO BOX | DOBBIN | TX | PRIMARY | 30.39 | -95.68
77334 | PO BOX | DODGE | TX | PRIMARY | 30.75 | -95.43
77434 | STANDARD | EAGLE LAKE | TX | PRIMARY | 29.58 | -96.32
77435 | STANDARD | EAST BERNARD | TX | PRIMARY | 29.52 | -96.06
77436 | PO BOX | EGYPT | TX | PRIMARY | 29.39 | -96.21
77437 | STANDARD | EL CAMPO | TX | PRIMARY | 29.19 | -96.27
77440 | PO BOX | ELMATON | TX | PRIMARY | 28.82 | -96.08
77615 | PO BOX | EVADALE | TX | PRIMARY | 30.33 | -94.06
77855 | PO BOX | FLYNN | TX | PRIMARY | 31.14 | -96.12
77856 | STANDARD | FRANKLIN | TX | PRIMARY | 31.02 | -96.48
77616 | STANDARD | FRED | TX | PRIMARY | 30.57 | -94.17
77541 | STANDARD | FREEPORT | TX | PRIMARY | 28.95 | -95.36
77542 | PO BOX | FREEPORT | TX | PRIMARY | 28.95 | -95.36
77545 | STANDARD | FRESNO | TX | PRIMARY | 29.53 | -95.45
77546 | STANDARD | FRIENDSWOOD | TX | PRIMARY | 29.51 | -95.19
77549 | PO BOX | FRIENDSWOOD | TX | PRIMARY | 29.51 | -95.19
77441 | STANDARD | FULSHEAR | TX | PRIMARY | 29.69 | -95.88
77547 | STANDARD | GALENA PARK | TX | PRIMARY | 29.74 | -95.23
77550 | STANDARD | GALVESTON | TX | PRIMARY | 29.3 | -94.79
77551 | STANDARD | GALVESTON | TX | PRIMARY | 29.3 | -94.79
77552 | PO BOX | GALVESTON | TX | PRIMARY | 29.3 | -94.79
77553 | PO BOX | GALVESTON | TX | PRIMARY | 29.3 | -94.79
77554 | STANDARD | GALVESTON | TX | PRIMARY | 29.3 | -94.79
77555 | UNIQUE | GALVESTON | TX | PRIMARY | 29.3 | -94.79
77442 | STANDARD | GARWOOD | TX | PRIMARY | 29.45 | -96.51
77857 | PO BOX | GAUSE | TX | PRIMARY | 30.78 | -96.67
77443 | PO BOX | GLEN FLORA | TX | PRIMARY | 29.34 | -96.15
77335 | STANDARD | GOODRICH | TX | PRIMARY | 30.6 | -94.94
77619 | STANDARD | GROVES | TX | PRIMARY | 29.94 | -93.91
77444 | STANDARD | GUY | TX | PRIMARY | 29.33 | -95.76
77622 | STANDARD | HAMSHIRE | TX | PRIMARY | 29.86 | -94.31
77560 | STANDARD | HANKAMER | TX | PRIMARY | 29.87 | -94.57
77561 | PO BOX | HARDIN | TX | PRIMARY | 30.15 | -94.73
77859 | STANDARD | HEARNE | TX | PRIMARY | 30.87 | -96.59
77445 | STANDARD | HEMPSTEAD | TX | PRIMARY | 30.09 | -96.08
77623 | STANDARD | HIGH ISLAND | TX | PRIMARY | 29.56 | -94.38
77562 | STANDARD | HIGHLANDS | TX | PRIMARY | 29.81 | -95.05
77624 | STANDARD | HILLISTER | TX | PRIMARY | 30.66 | -94.38
77563 | STANDARD | HITCHCOCK | TX | PRIMARY | 29.31 | -95.01
77447 | STANDARD | HOCKLEY | TX | PRIMARY | 30.04 | -95.81
77315 | STANDARD | NORTH HOUSTON | TX | PRIMARY | 29.95 | -95.34
77001 | PO BOX | HOUSTON | TX | PRIMARY | 29.76 | -95.38
77002 | STANDARD | HOUSTON | TX | PRIMARY | 29.76 | -95.38
77003 | STANDARD | HOUSTON | TX | PRIMARY | 29.76 | -95.38
77004 | STANDARD | HOUSTON | TX | PRIMARY | 29.76 | -95.38
77005 | STANDARD | HOUSTON | TX | PRIMARY | 29.76 | -95.38
77006 | STANDARD | HOUSTON | TX | PRIMARY | 29.76 | -95.38
77007 | STANDARD | HOUSTON | TX | PRIMARY | 29.76 | -95.38
77008 | STANDARD | HOUSTON | TX | PRIMARY | 29.76 | -95.38
77009 | STANDARD | HOUSTON | TX | PRIMARY | 29.76 | -95.38
77010 | STANDARD | HOUSTON | TX | PRIMARY | 29.76 | -95.38
77011 | STANDARD | HOUSTON | TX | PRIMARY | 29.76 | -95.38
77012 | STANDARD | HOUSTON | TX | PRIMARY | 29.76 | -95.38
77013 | STANDARD | HOUSTON | TX | PRIMARY | 29.76 | -95.38
77014 | STANDARD | HOUSTON | TX | PRIMARY | 29.76 | -95.38
77015 | STANDARD | HOUSTON | TX | PRIMARY | 29.76 | -95.38
77016 | STANDARD | HOUSTON | TX | PRIMARY | 29.76 | -95.38
77017 | STANDARD | HOUSTON | TX | PRIMARY | 29.76 | -95.38
77018 | STANDARD | HOUSTON | TX | PRIMARY | 29.76 | -95.38
77019 | STANDARD | HOUSTON | TX | PRIMARY | 29.76 | -95.38
77020 | STANDARD | HOUSTON | TX | PRIMARY | 29.76 | -95.38
77021 | STANDARD | HOUSTON | TX | PRIMARY | 29.76 | -95.38
77022 | STANDARD | HOUSTON | TX | PRIMARY | 29.76 | -95.38
77023 | STANDARD | HOUSTON | TX | PRIMARY | 29.76 | -95.38
77024 | STANDARD | HOUSTON | TX | PRIMARY | 29.76 | -95.38
77025 | STANDARD | HOUSTON | TX | PRIMARY | 29.76 | -95.38
77026 | STANDARD | HOUSTON | TX | PRIMARY | 29.76 | -95.38
77027 | STANDARD | HOUSTON | TX | PRIMARY | 29.76 | -95.38
77028 | STANDARD | HOUSTON | TX | PRIMARY | 29.76 | -95.38
77029 | STANDARD | HOUSTON | TX | PRIMARY | 29.76 | -95.38
77030 | STANDARD | HOUSTON | TX | PRIMARY | 29.76 | -95.38
77031 | STANDARD | HOUSTON | TX | PRIMARY | 29.76 | -95.38
77032 | STANDARD | HOUSTON | TX | PRIMARY | 29.76 | -95.38
77033 | STANDARD | HOUSTON | TX | PRIMARY | 29.76 | -95.38
77034 | STANDARD | HOUSTON | TX | PRIMARY | 29.76 | -95.38
77035 | STANDARD | HOUSTON | TX | PRIMARY | 29.76 | -95.38
77036 | STANDARD | HOUSTON | TX | PRIMARY | 29.76 | -95.38
77037 | STANDARD | HOUSTON | TX | PRIMARY | 29.76 | -95.38
77038 | STANDARD | HOUSTON | TX | PRIMARY | 29.76 | -95.38
77039 | STANDARD | HOUSTON | TX | PRIMARY | 29.76 | -95.38
77040 | STANDARD | HOUSTON | TX | PRIMARY | 29.76 | -95.38
77041 | STANDARD | HOUSTON | TX | PRIMARY | 29.76 | -95.38
77042 | STANDARD | HOUSTON | TX | PRIMARY | 29.76 | -95.38
77043 | STANDARD | HOUSTON | TX | PRIMARY | 29.76 | -95.38
77044 | STANDARD | HOUSTON | TX | PRIMARY | 29.76 | -95.38
77045 | STANDARD | HOUSTON | TX | PRIMARY | 29.76 | -95.38
77046 | STANDARD | HOUSTON | TX | PRIMARY | 29.76 | -95.38
77047 | STANDARD | HOUSTON | TX | PRIMARY | 29.76 | -95.38
77048 | STANDARD | HOUSTON | TX | PRIMARY | 29.76 | -95.38
77049 | STANDARD | HOUSTON | TX | PRIMARY | 29.76 | -95.38
77050 | STANDARD | HOUSTON | TX | PRIMARY | 29.76 | -95.38
77051 | STANDARD | HOUSTON | TX | PRIMARY | 29.76 | -95.38
77052 | PO BOX | HOUSTON | TX | PRIMARY | 29.76 | -95.38
77053 | STANDARD | HOUSTON | TX | PRIMARY | 29.76 | -95.38
77054 | STANDARD | HOUSTON | TX | PRIMARY | 29.76 | -95.38
77055 | STANDARD | HOUSTON | TX | PRIMARY | 29.76 | -95.38
77056 | STANDARD | HOUSTON | TX | PRIMARY | 29.76 | -95.38
77057 | STANDARD | HOUSTON | TX | PRIMARY | 29.76 | -95.38
77058 | STANDARD | HOUSTON | TX | PRIMARY | 29.76 | -95.38
77059 | STANDARD | HOUSTON | TX | PRIMARY | 29.76 | -95.38
77060 | STANDARD | HOUSTON | TX | PRIMARY | 29.76 | -95.38
77061 | STANDARD | HOUSTON | TX | PRIMARY | 29.76 | -95.38
77062 | STANDARD | HOUSTON | TX | PRIMARY | 29.76 | -95.38
77063 | STANDARD | HOUSTON | TX | PRIMARY | 29.76 | -95.38
77064 | STANDARD | HOUSTON | TX | PRIMARY | 29.76 | -95.38
77065 | STANDARD | HOUSTON | TX | PRIMARY | 29.76 | -95.38
77066 | STANDARD | HOUSTON | TX | PRIMARY | 29.76 | -95.38
77067 | STANDARD | HOUSTON | TX | PRIMARY | 29.76 | -95.38
77068 | STANDARD | HOUSTON | TX | PRIMARY | 29.76 | -95.38
77069 | STANDARD | HOUSTON | TX | PRIMARY | 29.76 | -95.38
77070 | STANDARD | HOUSTON | TX | PRIMARY | 29.76 | -95.38
77071 | STANDARD | HOUSTON | TX | PRIMARY | 29.76 | -95.38
77072 | STANDARD | HOUSTON | TX | PRIMARY | 29.76 | -95.38
77073 | STANDARD | HOUSTON | TX | PRIMARY | 29.76 | -95.38
77074 | STANDARD | HOUSTON | TX | PRIMARY | 29.76 | -95.38
77075 | STANDARD | HOUSTON | TX | PRIMARY | 29.76 | -95.38
77076 | STANDARD | HOUSTON | TX | PRIMARY | 29.76 | -95.38
77077 | STANDARD | HOUSTON | TX | PRIMARY | 29.76 | -95.38
77078 | STANDARD | HOUSTON | TX | PRIMARY | 29.76 | -95.38
77079 | STANDARD | HOUSTON | TX | PRIMARY | 29.76 | -95.38
77080 | STANDARD | HOUSTON | TX | PRIMARY | 29.76 | -95.38
77081 | STANDARD | HOUSTON | TX | PRIMARY | 29.76 | -95.38
77082 | STANDARD | HOUSTON | TX | PRIMARY | 29.76 | -95.38
77083 | STANDARD | HOUSTON | TX | PRIMARY | 29.76 | -95.38
77084 | STANDARD | HOUSTON | TX | PRIMARY | 29.76 | -95.38
77085 | STANDARD | HOUSTON | TX | PRIMARY | 29.76 | -95.38
77086 | STANDARD | HOUSTON | TX | PRIMARY | 29.76 | -95.38
77087 | STANDARD | HOUSTON | TX | PRIMARY | 29.76 | -95.38
77088 | STANDARD | HOUSTON | TX | PRIMARY | 29.76 | -95.38
77089 | STANDARD | HOUSTON | TX | PRIMARY | 29.76 | -95.38
77090 | STANDARD | HOUSTON | TX | PRIMARY | 29.76 | -95.38
77091 | STANDARD | HOUSTON | TX | PRIMARY | 29.76 | -95.38
77092 | STANDARD | HOUSTON | TX | PRIMARY | 29.76 | -95.38
77093 | STANDARD | HOUSTON | TX | PRIMARY | 29.76 | -95.38
77094 | STANDARD | HOUSTON | TX | PRIMARY | 29.76 | -95.38
77095 | STANDARD | HOUSTON | TX | PRIMARY | 29.76 | -95.38
77096 | STANDARD | HOUSTON | TX | PRIMARY | 29.76 | -95.38
77098 | STANDARD | HOUSTON | TX | PRIMARY | 29.76 | -95.38
77099 | STANDARD | HOUSTON | TX | PRIMARY | 29.76 | -95.38
77201 | STANDARD | HOUSTON | TX | PRIMARY | 29.76 | -95.38
77202 | PO BOX | HOUSTON | TX | PRIMARY | 29.76 | -95.38
77203 | PO BOX | HOUSTON | TX | PRIMARY | 29.76 | -95.38
77204 | UNIQUE | HOUSTON | TX | PRIMARY | 29.76 | -95.38
77205 | PO BOX | HOUSTON | TX | PRIMARY | 29.76 | -95.38
77206 | PO BOX | HOUSTON | TX | PRIMARY | 29.76 | -95.38
77207 | PO BOX | HOUSTON | TX | PRIMARY | 29.76 | -95.38
77208 | PO BOX | HOUSTON | TX | PRIMARY | 29.76 | -95.38
77209 | UNIQUE | HOUSTON | TX | PRIMARY | 29.76 | -95.38
77210 | PO BOX | HOUSTON | TX | PRIMARY | 29.76 | -95.38
77212 | UNIQUE | HOUSTON | TX | PRIMARY | 29.76 | -95.38
77213 | PO BOX | HOUSTON | TX | PRIMARY | 29.76 | -95.38
77215 | PO BOX | HOUSTON | TX | PRIMARY | 29.76 | -95.38
77216 | UNIQUE | HOUSTON | TX | PRIMARY | 29.76 | -95.38
77217 | PO BOX | HOUSTON | TX | PRIMARY | 29.76 | -95.38
77218 | PO BOX | HOUSTON | TX | PRIMARY | 29.76 | -95.38
77219 | PO BOX | HOUSTON | TX | PRIMARY | 29.76 | -95.38
77220 | PO BOX | HOUSTON | TX | PRIMARY | 29.76 | -95.38
77221 | PO BOX | HOUSTON | TX | PRIMARY | 29.76 | -95.38
77222 | PO BOX | HOUSTON | TX | PRIMARY | 29.76 | -95.38
77223 | PO BOX | HOUSTON | TX | PRIMARY | 29.76 | -95.38
77224 | PO BOX | HOUSTON | TX | PRIMARY | 29.76 | -95.38
77225 | PO BOX | HOUSTON | TX | PRIMARY | 29.76 | -95.38
77226 | PO BOX | HOUSTON | TX | PRIMARY | 29.76 | -95.38
77227 | PO BOX | HOUSTON | TX | PRIMARY | 29.76 | -95.38
77228 | PO BOX | HOUSTON | TX | PRIMARY | 29.76 | -95.38
77229 | PO BOX | HOUSTON | TX | PRIMARY | 29.76 | -95.38
77230 | PO BOX | HOUSTON | TX | PRIMARY | 29.76 | -95.38
77231 | PO BOX | HOUSTON | TX | PRIMARY | 29.76 | -95.38
77233 | PO BOX | HOUSTON | TX | PRIMARY | 29.76 | -95.38
77234 | PO BOX | HOUSTON | TX | PRIMARY | 29.76 | -95.38
77235 | PO BOX | HOUSTON | TX | PRIMARY | 29.76 | -95.38
77236 | PO BOX | HOUSTON | TX | PRIMARY | 29.76 | -95.38
77237 | PO BOX | HOUSTON | TX | PRIMARY | 29.76 | -95.38
77238 | PO BOX | HOUSTON | TX | PRIMARY | 29.76 | -95.38
77240 | PO BOX | HOUSTON | TX | PRIMARY | 29.76 | -95.38
77241 | PO BOX | HOUSTON | TX | PRIMARY | 29.76 | -95.38
77242 | PO BOX | HOUSTON | TX | PRIMARY | 29.76 | -95.38
77243 | PO BOX | HOUSTON | TX | PRIMARY | 29.76 | -95.38
77244 | PO BOX | HOUSTON | TX | PRIMARY | 29.76 | -95.38
77245 | PO BOX | HOUSTON | TX | PRIMARY | 29.76 | -95.38
77248 | PO BOX | HOUSTON | TX | PRIMARY | 29.76 | -95.38
77249 | PO BOX | HOUSTON | TX | PRIMARY | 29.76 | -95.38
77251 | PO BOX | HOUSTON | TX | PRIMARY | 29.76 | -95.38
77252 | PO BOX | HOUSTON | TX | PRIMARY | 29.76 | -95.38
77253 | PO BOX | HOUSTON | TX | PRIMARY | 29.76 | -95.38
77254 | PO BOX | HOUSTON | TX | PRIMARY | 29.76 | -95.38
77255 | PO BOX | HOUSTON | TX | PRIMARY | 29.76 | -95.38
77256 | PO BOX | HOUSTON | TX | PRIMARY | 29.76 | -95.38
77257 | PO BOX | HOUSTON | TX | PRIMARY | 29.76 | -95.38
77258 | PO BOX | HOUSTON | TX | PRIMARY | 29.76 | -95.38
77259 | PO BOX | HOUSTON | TX | PRIMARY | 29.76 | -95.38
77261 | PO BOX | HOUSTON | TX | PRIMARY | 29.76 | -95.38
77262 | PO BOX | HOUSTON | TX | PRIMARY | 29.76 | -95.38
77263 | PO BOX | HOUSTON | TX | PRIMARY | 29.76 | -95.38
77265 | PO BOX | HOUSTON | TX | PRIMARY | 29.76 | -95.38
77266 | PO BOX | HOUSTON | TX | PRIMARY | 29.76 | -95.38
77267 | PO BOX | HOUSTON | TX | PRIMARY | 29.76 | -95.38
77268 | PO BOX | HOUSTON | TX | PRIMARY | 29.76 | -95.38
77269 | PO BOX | HOUSTON | TX | PRIMARY | 29.76 | -95.38
77270 | PO BOX | HOUSTON | TX | PRIMARY | 29.76 | -95.38
77271 | PO BOX | HOUSTON | TX | PRIMARY | 29.76 | -95.38
77272 | PO BOX | HOUSTON | TX | PRIMARY | 29.76 | -95.38
77273 | PO BOX | HOUSTON | TX | PRIMARY | 29.76 | -95.38
77274 | PO BOX | HOUSTON | TX | PRIMARY | 29.76 | -95.38
77275 | PO BOX | HOUSTON | TX | PRIMARY | 29.76 | -95.38
77277 | PO BOX | HOUSTON | TX | PRIMARY | 29.76 | -95.38
77279 | PO BOX | HOUSTON | TX | PRIMARY | 29.76 | -95.38
77280 | PO BOX | HOUSTON | TX | PRIMARY | 29.76 | -95.38
77282 | PO BOX | HOUSTON | TX | PRIMARY | 29.76 | -95.38
77284 | PO BOX | HOUSTON | TX | PRIMARY | 29.76 | -95.38
77287 | PO BOX | HOUSTON | TX | PRIMARY | 29.76 | -95.38
77288 | PO BOX | HOUSTON | TX | PRIMARY | 29.76 | -95.38
77289 | PO BOX | HOUSTON | TX | PRIMARY | 29.76 | -95.38
77290 | PO BOX | HOUSTON | TX | PRIMARY | 29.76 | -95.38
77291 | PO BOX | HOUSTON | TX | PRIMARY | 29.76 | -95.38
77292 | PO BOX | HOUSTON | TX | PRIMARY | 29.76 | -95.38
77293 | PO BOX | HOUSTON | TX | PRIMARY | 29.76 | -95.38
77297 | UNIQUE | HOUSTON | TX | PRIMARY | 29.76 | -95.38
77299 | UNIQUE | HOUSTON | TX | PRIMARY | 29.76 | -95.38
77336 | STANDARD | HUFFMAN | TX | PRIMARY | 30.06 | -95.09
77564 | STANDARD | HULL | TX | PRIMARY | 30.13 | -94.65
77325 | PO BOX | KINGWOOD | TX | PRIMARY | 29.99 | -95.26
77338 | STANDARD | HUMBLE | TX | PRIMARY | 29.99 | -95.26
77339 | STANDARD | KINGWOOD | TX | PRIMARY | 29.99 | -95.26
77345 | STANDARD | KINGWOOD | TX | PRIMARY | 29.99 | -95.26
77346 | STANDARD | HUMBLE | TX | PRIMARY | 29.99 | -95.26
77347 | PO BOX | HUMBLE | TX | PRIMARY | 29.99 | -95.26
77396 | STANDARD | HUMBLE | TX | PRIMARY | 29.99 | -95.26
77448 | STANDARD | HUNGERFORD | TX | PRIMARY | 29.39 | -96.08
77320 | STANDARD | HUNTSVILLE | TX | PRIMARY | 30.71 | -95.54
77340 | STANDARD | HUNTSVILLE | TX | PRIMARY | 30.71 | -95.54
77341 | UNIQUE | HUNTSVILLE | TX | PRIMARY | 30.71 | -95.54
77342 | PO BOX | HUNTSVILLE | TX | PRIMARY | 30.71 | -95.54
77343 | UNIQUE | HUNTSVILLE | TX | PRIMARY | 30.71 | -95.54
77344 | UNIQUE | HUNTSVILLE | TX | PRIMARY | 30.71 | -95.54
77348 | UNIQUE | HUNTSVILLE | TX | PRIMARY | 30.71 | -95.54
77349 | UNIQUE | HUNTSVILLE | TX | PRIMARY | 30.71 | -95.54
77861 | STANDARD | IOLA | TX | PRIMARY | 30.73 | -96.07
77449 | STANDARD | KATY | TX | PRIMARY | 29.79 | -95.82
77450 | STANDARD | KATY | TX | PRIMARY | 29.79 | -95.82
77491 | PO BOX | KATY | TX | PRIMARY | 29.79 | -95.82
77492 | PO BOX | KATY | TX | PRIMARY | 29.79 | -95.82
77493 | STANDARD | KATY | TX | PRIMARY | 29.79 | -95.82
77494 | STANDARD | KATY | TX | PRIMARY | 29.79 | -95.82
77565 | STANDARD | KEMAH | TX | PRIMARY | 29.52 | -95.02
77451 | PO BOX | KENDLETON | TX | PRIMARY | 29.44 | -96
77452 | PO BOX | KENNEY | TX | PRIMARY | 30.04 | -96.29
77625 | STANDARD | KOUNTZE | TX | PRIMARY | 30.37 | -94.31
77862 | PO BOX | KURTEN | TX | PRIMARY | 30.75 | -96.33
77566 | STANDARD | LAKE JACKSON | TX | PRIMARY | 29.04 | -95.44
77568 | STANDARD | LA MARQUE | TX | PRIMARY | 29.36 | -94.99
77453 | PO BOX | LANE CITY | TX | PRIMARY | 29.19 | -95.99
77571 | STANDARD | LA PORTE | TX | PRIMARY | 29.66 | -95.04
77572 | PO BOX | LA PORTE | TX | PRIMARY | 29.66 | -95.04
77573 | STANDARD | LEAGUE CITY | TX | PRIMARY | 29.48 | -95.1
77574 | PO BOX | LEAGUE CITY | TX | PRIMARY | 29.48 | -95.1
77350 | PO BOX | LEGGETT | TX | PRIMARY | 30.84 | -94.85
77575 | STANDARD | LIBERTY | TX | PRIMARY | 30.04 | -94.79
77454 | PO BOX | LISSIE | TX | PRIMARY | 29.57 | -96.2
77577 | STANDARD | LIVERPOOL | TX | PRIMARY | 29.29 | -95.27
77351 | STANDARD | LIVINGSTON | TX | PRIMARY | 30.7 | -94.93
77399 | UNIQUE | LIVINGSTON | TX | PRIMARY | 30.7 | -94.93
77455 | STANDARD | LOUISE | TX | PRIMARY | 29.18 | -96.42
77863 | PO BOX | LYONS | TX | PRIMARY | 30.38 | -96.56
77864 | STANDARD | MADISONVILLE | TX | PRIMARY | 30.95 | -95.9
77353 | PO BOX | MAGNOLIA | TX | PRIMARY | 30.21 | -95.74
77354 | STANDARD | MAGNOLIA | TX | PRIMARY | 30.21 | -95.74
77355 | STANDARD | MAGNOLIA | TX | PRIMARY | 30.21 | -95.74
77578 | STANDARD | MANVEL | TX | PRIMARY | 29.48 | -95.35
77456 | PO BOX | MARKHAM | TX | PRIMARY | 28.96 | -96.06
77865 | STANDARD | MARQUEZ | TX | PRIMARY | 31.23 | -96.25
77457 | PO BOX | MATAGORDA | TX | PRIMARY | 28.8 | -95.89
77626 | PO BOX | MAURICEVILLE | TX | PRIMARY | 30.21 | -93.87
77458 | PO BOX | MIDFIELD | TX | PRIMARY | 28.94 | -96.25
77866 | PO BOX | MILLICAN | TX | PRIMARY | 30.46 | -96.2
77459 | STANDARD | MISSOURI CITY | TX | PRIMARY | 29.57 | -95.53
77489 | STANDARD | MISSOURI CITY | TX | PRIMARY | 29.57 | -95.53
77580 | PO BOX | MONT BELVIEU | TX | PRIMARY | 29.85 | -94.88
77316 | STANDARD | MONTGOMERY | TX | PRIMARY | 30.39 | -95.69
77356 | STANDARD | MONTGOMERY | TX | PRIMARY | 30.39 | -95.69
77867 | PO BOX | MUMFORD | TX | PRIMARY | 30.72 | -96.56
77460 | PO BOX | NADA | TX | PRIMARY | 29.42 | -96.39
77868 | STANDARD | NAVASOTA | TX | PRIMARY | 30.38 | -96.08
77627 | STANDARD | NEDERLAND | TX | PRIMARY | 29.97 | -93.99
77461 | STANDARD | NEEDVILLE | TX | PRIMARY | 29.39 | -95.83
77870 | PO BOX | NEW BADEN | TX | PRIMARY | 31.05 | -96.4
77357 | STANDARD | NEW CANEY | TX | PRIMARY | 30.15 | -95.18
77358 | STANDARD | NEW WAVERLY | TX | PRIMARY | 30.53 | -95.48
77629 | PO BOX | NOME | TX | PRIMARY | 30.03 | -94.41
77871 | STANDARD | NORMANGEE | TX | PRIMARY | 31.03 | -96.11
77872 | STANDARD | NORTH ZULCH | TX | PRIMARY | 30.93 | -96.08
77359 | STANDARD | OAKHURST | TX | PRIMARY | 30.74 | -95.3
77463 | PO BOX | OLD OCEAN | TX | PRIMARY | 29.19 | -95.72
77360 | STANDARD | ONALASKA | TX | PRIMARY | 30.8 | -95.1
77630 | STANDARD | ORANGE | TX | PRIMARY | 30.1 | -93.75
77631 | PO BOX | ORANGE | TX | PRIMARY | 30.1 | -93.75
77632 | STANDARD | ORANGE | TX | PRIMARY | 30.1 | -93.75
77639 | PO BOX | ORANGEFIELD | TX | PRIMARY | 30.03 | -93.89
77464 | PO BOX | ORCHARD | TX | PRIMARY | 29.6 | -95.96
77465 | STANDARD | PALACIOS | TX | PRIMARY | 28.71 | -96.23
77501 | PO BOX | PASADENA | TX | PRIMARY | 29.66 | -95.15
77502 | STANDARD | PASADENA | TX | PRIMARY | 29.66 | -95.15
77503 | STANDARD | PASADENA | TX | PRIMARY | 29.66 | -95.15
77504 | STANDARD | PASADENA | TX | PRIMARY | 29.66 | -95.15
77505 | STANDARD | PASADENA | TX | PRIMARY | 29.66 | -95.15
77506 | STANDARD | PASADENA | TX | PRIMARY | 29.66 | -95.15
77507 | STANDARD | PASADENA | TX | PRIMARY | 29.66 | -95.15
77508 | PO BOX | PASADENA | TX | PRIMARY | 29.66 | -95.15
77466 | PO BOX | PATTISON | TX | PRIMARY | 29.81 | -95.97
77581 | STANDARD | PEARLAND | TX | PRIMARY | 29.55 | -95.27
77584 | STANDARD | PEARLAND | TX | PRIMARY | 29.55 | -95.27
77588 | PO BOX | PEARLAND | TX | PRIMARY | 29.55 | -95.27
77467 | PO BOX | PIERCE | TX | PRIMARY | 29.22 | -96.18
77362 | STANDARD | PINEHURST | TX | PRIMARY | 30.18 | -95.7
77363 | STANDARD | PLANTERSVILLE | TX | PRIMARY | 30.3 | -95.84
77468 | STANDARD | PLEDGER | TX | PRIMARY | 29.17 | -95.89
77364 | STANDARD | POINTBLANK | TX | PRIMARY | 30.76 | -95.25
77640 | STANDARD | PORT ARTHUR | TX | PRIMARY | 29.89 | -93.92
77641 | PO BOX | PORT ARTHUR | TX | PRIMARY | 29.89 | -93.92
77642 | STANDARD | PORT ARTHUR | TX | PRIMARY | 29.89 | -93.92
77643 | PO BOX | PORT ARTHUR | TX | PRIMARY | 29.89 | -93.92
77617 | PO BOX | GILCHRIST | TX | PRIMARY | 29.5 | -94.51
77650 | PO BOX | PORT BOLIVAR | TX | PRIMARY | 29.48 | -94.57
77365 | STANDARD | PORTER | TX | PRIMARY | 30.1 | -95.29
77651 | STANDARD | PORT NECHES | TX | PRIMARY | 29.97 | -93.94
77446 | PO BOX | PRAIRIE VIEW | TX | PRIMARY | 30.08 | -95.98
77582 | PO BOX | RAYWOOD | TX | PRIMARY | 29.99 | -94.74
77873 | STANDARD | RICHARDS | TX | PRIMARY | 30.54 | -95.86
77406 | STANDARD | RICHMOND | TX | PRIMARY | 29.58 | -95.76
77407 | STANDARD | RICHMOND | TX | PRIMARY | 29.68 | -95.7
77469 | STANDARD | RICHMOND | TX | PRIMARY | 29.58 | -95.76
77367 | PO BOX | RIVERSIDE | TX | PRIMARY | 30.84 | -95.39
77470 | STANDARD | ROCK ISLAND | TX | PRIMARY | 29.56 | -96.59
77368 | PO BOX | ROMAYOR | TX | PRIMARY | 30.31 | -94.76
77471 | STANDARD | ROSENBERG | TX | PRIMARY | 29.54 | -95.79
77583 | STANDARD | ROSHARON | TX | PRIMARY | 29.37 | -95.45
77369 | PO BOX | RYE | TX | PRIMARY | 30.31 | -94.76
77655 | STANDARD | SABINE PASS | TX | PRIMARY | 29.73 | -93.89
77473 | PO BOX | SAN FELIPE | TX | PRIMARY | 29.79 | -96.1
77510 | STANDARD | SANTA FE | TX | PRIMARY | 29.38 | -95.09
77517 | STANDARD | SANTA FE | TX | PRIMARY | 29.38 | -95.09
77585 | STANDARD | SARATOGA | TX | PRIMARY | 30.28 | -94.52
77586 | STANDARD | SEABROOK | TX | PRIMARY | 29.56 | -95.02
77474 | STANDARD | SEALY | TX | PRIMARY | 29.77 | -96.15
77371 | STANDARD | SHEPHERD | TX | PRIMARY | 30.49 | -95
77475 | PO BOX | SHERIDAN | TX | PRIMARY | 29.51 | -96.69
77876 | PO BOX | SHIRO | TX | PRIMARY | 30.63 | -95.9
77656 | STANDARD | SILSBEE | TX | PRIMARY | 30.34 | -94.18
77476 | PO BOX | SIMONTON | TX | PRIMARY | 29.68 | -95.99
77878 | PO BOX | SNOOK | TX | PRIMARY | 30.49 | -96.46
77879 | STANDARD | SOMERVILLE | TX | PRIMARY | 30.34 | -96.53
77659 | STANDARD | SOUR LAKE | TX | PRIMARY | 30.13 | -94.4
77587 | STANDARD | SOUTH HOUSTON | TX | PRIMARY | 29.66 | -95.22
77372 | STANDARD | SPLENDORA | TX | PRIMARY | 30.23 | -95.16
77373 | STANDARD | SPRING | TX | PRIMARY | 30.06 | -95.38
77379 | STANDARD | SPRING | TX | PRIMARY | 30.06 | -95.38
77380 | STANDARD | SPRING | TX | PRIMARY | 30.06 | -95.38
77381 | STANDARD | SPRING | TX | PRIMARY | 30.06 | -95.38
77382 | STANDARD | SPRING | TX | PRIMARY | 30.06 | -95.38
77383 | PO BOX | SPRING | TX | PRIMARY | 30.06 | -95.38
77386 | STANDARD | SPRING | TX | PRIMARY | 30.06 | -95.38
77387 | PO BOX | SPRING | TX | PRIMARY | 30.06 | -95.38
77388 | STANDARD | SPRING | TX | PRIMARY | 30.06 | -95.38
77389 | STANDARD | SPRING | TX | PRIMARY | 30.06 | -95.38
77391 | PO BOX | SPRING | TX | PRIMARY | 30.06 | -95.38
77393 | PO BOX | SPRING | TX | PRIMARY | 30.06 | -95.38
77660 | STANDARD | SPURGER | TX | PRIMARY | 30.69 | -94.17
77477 | STANDARD | STAFFORD | TX | PRIMARY | 29.62 | -95.56
77497 | PO BOX | STAFFORD | TX | PRIMARY | 29.62 | -95.56
77661 | PO BOX | STOWELL | TX | PRIMARY | 29.78 | -94.37
77478 | STANDARD | SUGAR LAND | TX | PRIMARY | 29.61 | -95.61
77479 | STANDARD | SUGAR LAND | TX | PRIMARY | 29.61 | -95.61
77487 | PO BOX | SUGAR LAND | TX | PRIMARY | 29.61 | -95.61
77496 | PO BOX | SUGAR LAND | TX | PRIMARY | 29.61 | -95.61
77498 | STANDARD | SUGAR LAND | TX | PRIMARY | 29.63 | -95.65
77480 | STANDARD | SWEENY | TX | PRIMARY | 29.04 | -95.69
77590 | STANDARD | TEXAS CITY | TX | PRIMARY | 29.4 | -94.95
77591 | STANDARD | TEXAS CITY | TX | PRIMARY | 29.4 | -94.95
77592 | PO BOX | TEXAS CITY | TX | PRIMARY | 29.4 | -94.95
77374 | PO BOX | THICKET | TX | PRIMARY | 30.39 | -94.63
77481 | PO BOX | THOMPSONS | TX | PRIMARY | 29.49 | -95.61
77337 | PO BOX | HUFSMITH | TX | PRIMARY | 30.12 | -95.59
77375 | STANDARD | TOMBALL | TX | PRIMARY | 30.09 | -95.61
77377 | STANDARD | TOMBALL | TX | PRIMARY | 30.09 | -95.61
77482 | STANDARD | VAN VLECK | TX | PRIMARY | 29.03 | -95.88
77662 | STANDARD | VIDOR | TX | PRIMARY | 30.12 | -94
77670 | PO BOX | VIDOR | TX | PRIMARY | 30.12 | -94
77663 | PO BOX | VILLAGE MILLS | TX | PRIMARY | 30.37 | -94.35
77376 | PO BOX | VOTAW | TX | PRIMARY | 30.33 | -94.56
77483 | STANDARD | WADSWORTH | TX | PRIMARY | 28.83 | -95.93
77484 | STANDARD | WALLER | TX | PRIMARY | 30.05 | -95.92
77485 | STANDARD | WALLIS | TX | PRIMARY | 29.63 | -96.06
77597 | STANDARD | WALLISVILLE | TX | PRIMARY | 29.86 | -94.69
77664 | STANDARD | WARREN | TX | PRIMARY | 30.61 | -94.4
77880 | STANDARD | WASHINGTON | TX | PRIMARY | 30.33 | -96.22
77598 | STANDARD | WEBSTER | TX | PRIMARY | 29.53 | -95.11
77881 | PO BOX | WELLBORN | TX | PRIMARY | 30.53 | -96.3
77486 | STANDARD | WEST COLUMBIA | TX | PRIMARY | 29.14 | -95.64
77488 | STANDARD | WHARTON | TX | PRIMARY | 29.31 | -96.09
77882 | PO BOX | WHEELOCK | TX | PRIMARY | 30.91 | -96.38
77318 | STANDARD | WILLIS | TX | PRIMARY | 30.42 | -95.47
77378 | STANDARD | WILLIS | TX | PRIMARY | 30.42 | -95.47
77665 | STANDARD | WINNIE | TX | PRIMARY | 29.81 | -94.38
76621 | STANDARD | ABBOTT | TX | PRIMARY | 31.88 | -97.07
79713 | STANDARD | ACKERLY | TX | PRIMARY | 32.52 | -101.71
78101 | STANDARD | ADKINS | TX | PRIMARY | 29.37 | -98.25
78330 | STANDARD | AGUA DULCE | TX | PRIMARY | 27.78 | -97.9
78516 | STANDARD | ALAMO | TX | PRIMARY | 26.18 | -98.11
78332 | STANDARD | ALICE | TX | PRIMARY | 27.75 | -98.06
78333 | PO BOX | ALICE | TX | PRIMARY | 27.75 | -98.06
78342 | PO BOX | BEN BOLT | TX | PRIMARY | 27.63 | -98.08
79830 | STANDARD | ALPINE | TX | PRIMARY | 30.36 | -103.66
79831 | PO BOX | ALPINE | TX | PRIMARY | 30.36 | -103.66
79832 | UNIQUE | ALPINE | TX | PRIMARY | 30.36 | -103.66
79714 | STANDARD | ANDREWS | TX | PRIMARY | 32.32 | -102.54
76622 | STANDARD | AQUILLA | TX | PRIMARY | 31.85 | -97.22
78335 | PO BOX | ARANSAS PASS | TX | PRIMARY | 27.9 | -97.14
78336 | STANDARD | ARANSAS PASS | TX | PRIMARY | 27.9 | -97.14
78338 | PO BOX | ARMSTRONG | TX | PRIMARY | 26.82 | -97.75
78827 | STANDARD | ASHERTON | TX | PRIMARY | 28.44 | -99.76
78002 | STANDARD | ATASCOSA | TX | PRIMARY | 29.28 | -98.73
73301 | UNIQUE | AUSTIN | TX | PRIMARY | 30.26 | -97.74
73344 | UNIQUE | AUSTIN | TX | PRIMARY | 30.26 | -97.74
78701 | STANDARD | AUSTIN | TX | PRIMARY | 30.26 | -97.74
78702 | STANDARD | AUSTIN | TX | PRIMARY | 30.26 | -97.74
78703 | STANDARD | AUSTIN | TX | PRIMARY | 30.26 | -97.74
78704 | STANDARD | AUSTIN | TX | PRIMARY | 30.26 | -97.74
78705 | STANDARD | AUSTIN | TX | PRIMARY | 30.26 | -97.74
78708 | PO BOX | AUSTIN | TX | PRIMARY | 30.26 | -97.74
78709 | PO BOX | AUSTIN | TX | PRIMARY | 30.26 | -97.74
78710 | STANDARD | AUSTIN | TX | PRIMARY | 30.26 | -97.74
78711 | PO BOX | AUSTIN | TX | PRIMARY | 30.26 | -97.74
78712 | STANDARD | AUSTIN | TX | PRIMARY | 30.26 | -97.74
78713 | PO BOX | AUSTIN | TX | PRIMARY | 30.26 | -97.74
78714 | PO BOX | AUSTIN | TX | PRIMARY | 30.26 | -97.74
78715 | PO BOX | AUSTIN | TX | PRIMARY | 30.26 | -97.74
78716 | PO BOX | AUSTIN | TX | PRIMARY | 30.26 | -97.74
78717 | STANDARD | AUSTIN | TX | PRIMARY | 30.26 | -97.74
78718 | PO BOX | AUSTIN | TX | PRIMARY | 30.26 | -97.74
78719 | STANDARD | AUSTIN | TX | PRIMARY | 30.26 | -97.74
78720 | PO BOX | AUSTIN | TX | PRIMARY | 30.26 | -97.74
78721 | STANDARD | AUSTIN | TX | PRIMARY | 30.26 | -97.74
78722 | STANDARD | AUSTIN | TX | PRIMARY | 30.26 | -97.74
78723 | STANDARD | AUSTIN | TX | PRIMARY | 30.26 | -97.74
78724 | STANDARD | AUSTIN | TX | PRIMARY | 30.26 | -97.74
78725 | STANDARD | AUSTIN | TX | PRIMARY | 30.26 | -97.74
78726 | STANDARD | AUSTIN | TX | PRIMARY | 30.26 | -97.74
78727 | STANDARD | AUSTIN | TX | PRIMARY | 30.26 | -97.74
78728 | STANDARD | AUSTIN | TX | PRIMARY | 30.26 | -97.74
78729 | STANDARD | AUSTIN | TX | PRIMARY | 30.26 | -97.74
78730 | STANDARD | AUSTIN | TX | PRIMARY | 30.26 | -97.74
78731 | STANDARD | AUSTIN | TX | PRIMARY | 30.26 | -97.74
78732 | STANDARD | AUSTIN | TX | PRIMARY | 30.26 | -97.74
78733 | STANDARD | AUSTIN | TX | PRIMARY | 30.26 | -97.74
78734 | STANDARD | AUSTIN | TX | PRIMARY | 30.26 | -97.74
78735 | STANDARD | AUSTIN | TX | PRIMARY | 30.26 | -97.74
78736 | STANDARD | AUSTIN | TX | PRIMARY | 30.26 | -97.74
78737 | STANDARD | AUSTIN | TX | PRIMARY | 30.26 | -97.74
78738 | STANDARD | AUSTIN | TX | PRIMARY | 30.26 | -97.74
78739 | STANDARD | AUSTIN | TX | PRIMARY | 30.26 | -97.74
78741 | STANDARD | AUSTIN | TX | PRIMARY | 30.26 | -97.74
78742 | STANDARD | AUSTIN | TX | PRIMARY | 30.26 | -97.74
78744 | STANDARD | AUSTIN | TX | PRIMARY | 30.26 | -97.74
78745 | STANDARD | AUSTIN | TX | PRIMARY | 30.26 | -97.74
78746 | STANDARD | AUSTIN | TX | PRIMARY | 30.26 | -97.74
78747 | STANDARD | AUSTIN | TX | PRIMARY | 30.26 | -97.74
78748 | STANDARD | AUSTIN | TX | PRIMARY | 30.26 | -97.74
78749 | STANDARD | AUSTIN | TX | PRIMARY | 30.26 | -97.74
78750 | STANDARD | AUSTIN | TX | PRIMARY | 30.26 | -97.74
78751 | STANDARD | AUSTIN | TX | PRIMARY | 30.26 | -97.74
78752 | STANDARD | AUSTIN | TX | PRIMARY | 30.26 | -97.74
78753 | STANDARD | AUSTIN | TX | PRIMARY | 30.26 | -97.74
78754 | STANDARD | AUSTIN | TX | PRIMARY | 30.26 | -97.74
78755 | PO BOX | AUSTIN | TX | PRIMARY | 30.26 | -97.74
78756 | STANDARD | AUSTIN | TX | PRIMARY | 30.26 | -97.74
78757 | STANDARD | AUSTIN | TX | PRIMARY | 30.26 | -97.74
78758 | STANDARD | AUSTIN | TX | PRIMARY | 30.26 | -97.74
78759 | STANDARD | AUSTIN | TX | PRIMARY | 30.26 | -97.74
78760 | PO BOX | AUSTIN | TX | PRIMARY | 30.26 | -97.74
78761 | PO BOX | AUSTIN | TX | PRIMARY | 30.26 | -97.74
78762 | PO BOX | AUSTIN | TX | PRIMARY | 30.26 | -97.74
78763 | PO BOX | AUSTIN | TX | PRIMARY | 30.26 | -97.74
78764 | PO BOX | AUSTIN | TX | PRIMARY | 30.26 | -97.74
78765 | PO BOX | AUSTIN | TX | PRIMARY | 30.26 | -97.74
78766 | PO BOX | AUSTIN | TX | PRIMARY | 30.26 | -97.74
78767 | PO BOX | AUSTIN | TX | PRIMARY | 30.26 | -97.74
78768 | PO BOX | AUSTIN | TX | PRIMARY | 30.26 | -97.74
78769 | PO BOX | AUSTIN | TX | PRIMARY | 30.26 | -97.74
78772 | UNIQUE | AUSTIN | TX | PRIMARY | 30.26 | -97.74
78773 | UNIQUE | AUSTIN | TX | PRIMARY | 30.26 | -97.74
78774 | UNIQUE | AUSTIN | TX | PRIMARY | 30.26 | -97.74
78778 | UNIQUE | AUSTIN | TX | PRIMARY | 30.26 | -97.74
78779 | UNIQUE | AUSTIN | TX | PRIMARY | 30.26 | -97.74
78780 | UNIQUE | AUSTIN | TX | PRIMARY | 30.26 | -97.74
78781 | UNIQUE | AUSTIN | TX | PRIMARY | 30.26 | -97.74
78783 | UNIQUE | AUSTIN | TX | PRIMARY | 30.26 | -97.74
78785 | UNIQUE | AUSTIN | TX | PRIMARY | 30.26 | -97.74
78789 | UNIQUE | AUSTIN | TX | PRIMARY | 30.26 | -97.74
78799 | STANDARD | AUSTIN | TX | PRIMARY | 30.27 | -97.74
77950 | PO BOX | AUSTWELL | TX | PRIMARY | 28.39 | -96.84
76623 | PO BOX | AVALON | TX | PRIMARY | 32.33 | -96.8
76624 | STANDARD | AXTELL | TX | PRIMARY | 31.65 | -96.97
79718 | STANDARD | BALMORHEA | TX | PRIMARY | 30.98 | -103.74
78003 | STANDARD | BANDERA | TX | PRIMARY | 29.72 | -99.07
78339 | PO BOX | BANQUETE | TX | PRIMARY | 27.85 | -97.79
78828 | STANDARD | BARKSDALE | TX | PRIMARY | 29.7 | -100.03
79719 | PO BOX | BARSTOW | TX | PRIMARY | 31.46 | -103.39
76511 | STANDARD | BARTLETT | TX | PRIMARY | 30.79 | -97.42
78602 | STANDARD | BASTROP | TX | PRIMARY | 30.11 | -97.3
78829 | STANDARD | BATESVILLE | TX | PRIMARY | 28.94 | -99.61
78340 | STANDARD | BAYSIDE | TX | PRIMARY | 28.09 | -97.21
78102 | STANDARD | BEEVILLE | TX | PRIMARY | 28.4 | -97.74
78104 | PO BOX | BEEVILLE | TX | PRIMARY | 28.4 | -97.74
78604 | PO BOX | BELMONT | TX | PRIMARY | 29.53 | -97.68
76513 | STANDARD | BELTON | TX | PRIMARY | 31.06 | -97.46
78341 | PO BOX | BENAVIDES | TX | PRIMARY | 27.59 | -98.4
78107 | PO BOX | BERCLAIR | TX | PRIMARY | 28.5 | -97.53
78605 | STANDARD | BERTRAM | TX | PRIMARY | 30.74 | -98.05
79834 | PO BOX | BIG BEND NATIONAL PARK | TX | PRIMARY | 29.28 | -103.18
78005 | STANDARD | BIGFOOT | TX | PRIMARY | 29.05 | -98.85
79720 | STANDARD | BIG SPRING | TX | PRIMARY | 32.24 | -101.47
79721 | PO BOX | BIG SPRING | TX | PRIMARY | 32.24 | -101.47
78830 | STANDARD | BIG WELLS | TX | PRIMARY | 28.56 | -99.57
78343 | STANDARD | BISHOP | TX | PRIMARY | 27.58 | -97.79
78606 | STANDARD | BLANCO | TX | PRIMARY | 30.09 | -98.42
78931 | STANDARD | BLEIBLERVILLE | TX | PRIMARY | 30.02 | -96.44
76626 | STANDARD | BLOOMING GROVE | TX | PRIMARY | 32.09 | -96.71
77951 | PO BOX | BLOOMINGTON | TX | PRIMARY | 28.65 | -96.9
78607 | STANDARD | BLUFFTON | TX | PRIMARY | 30.83 | -98.49
76627 | STANDARD | BLUM | TX | PRIMARY | 32.14 | -97.39
78004 | STANDARD | BERGHEIM | TX | PRIMARY | 29.81 | -98.58
78006 | STANDARD | BOERNE | TX | PRIMARY | 29.8 | -98.73
78015 | STANDARD | BOERNE | TX | PRIMARY | 29.8 | -98.73
78832 | STANDARD | BRACKETTVILLE | TX | PRIMARY | 29.31 | -100.41
76628 | PO BOX | BRANDON | TX | PRIMARY | 32.05 | -96.96
76629 | STANDARD | BREMOND | TX | PRIMARY | 31.16 | -96.67
78608 | STANDARD | BRIGGS | TX | PRIMARY | 30.86 | -97.91
78520 | STANDARD | BROWNSVILLE | TX | PRIMARY | 25.92 | -97.48
78521 | STANDARD | BROWNSVILLE | TX | PRIMARY | 25.92 | -97.48
78522 | PO BOX | BROWNSVILLE | TX | PRIMARY | 25.92 | -97.48
78523 | PO BOX | BROWNSVILLE | TX | PRIMARY | 25.92 | -97.48
78526 | STANDARD | BROWNSVILLE | TX | PRIMARY | 25.92 | -97.48
76630 | STANDARD | BRUCEVILLE | TX | PRIMARY | 31.33 | -97.21
78344 | STANDARD | BRUNI | TX | PRIMARY | 27.42 | -98.84
78609 | STANDARD | BUCHANAN DAM | TX | PRIMARY | 30.79 | -98.43
76518 | STANDARD | BUCKHOLTS | TX | PRIMARY | 30.87 | -97.12
78610 | STANDARD | BUDA | TX | PRIMARY | 30.08 | -97.83
76519 | STANDARD | BURLINGTON | TX | PRIMARY | 30.95 | -96.86
78611 | STANDARD | BURNET | TX | PRIMARY | 30.76 | -98.22
76631 | STANDARD | BYNUM | TX | PRIMARY | 31.96 | -97
78007 | STANDARD | CALLIHAM | TX | PRIMARY | 28.46 | -98.35
76520 | STANDARD | CAMERON | TX | PRIMARY | 30.85 | -96.97
78008 | STANDARD | CAMPBELLTON | TX | PRIMARY | 28.75 | -98.3
78833 | STANDARD | CAMP WOOD | TX | PRIMARY | 29.66 | -100.01
79835 | STANDARD | CANUTILLO | TX | PRIMARY | 31.91 | -106.59
78932 | STANDARD | CARMINE | TX | PRIMARY | 30.14 | -96.68
78834 | STANDARD | CARRIZO SPRINGS | TX | PRIMARY | 28.52 | -99.85
78009 | STANDARD | CASTROVILLE | TX | PRIMARY | 29.34 | -98.87
78056 | STANDARD | MICO | TX | PRIMARY | 29.53 | -98.93
78836 | PO BOX | CATARINA | TX | PRIMARY | 28.35 | -99.61
78933 | STANDARD | CAT SPRING | TX | PRIMARY | 29.84 | -96.32
78612 | STANDARD | CEDAR CREEK | TX | PRIMARY | 30.08 | -97.5
78613 | STANDARD | CEDAR PARK | TX | PRIMARY | 30.51 | -97.83
78630 | PO BOX | CEDAR PARK | TX | PRIMARY | 30.51 | -97.83
78010 | STANDARD | CENTER POINT | TX | PRIMARY | 29.93 | -99.03
78347 | PO BOX | CHAPMAN RANCH | TX | PRIMARY | 27.58 | -97.45
78011 | STANDARD | CHARLOTTE | TX | PRIMARY | 28.85 | -98.7
76632 | STANDARD | CHILTON | TX | PRIMARY | 31.29 | -97.11
76633 | STANDARD | CHINA SPRING | TX | PRIMARY | 31.67 | -97.31
78012 | STANDARD | CHRISTINE | TX | PRIMARY | 28.78 | -98.49
78108 | STANDARD | CIBOLO | TX | PRIMARY | 29.57 | -98.23
76634 | STANDARD | CLIFTON | TX | PRIMARY | 31.78 | -97.58
76644 | PO BOX | LAGUNA PARK | TX | PRIMARY | 31.78 | -97.58
79836 | STANDARD | CLINT | TX | PRIMARY | 31.59 | -106.22
78934 | STANDARD | COLUMBUS | TX | PRIMARY | 29.7 | -96.55
78935 | STANDARD | ALLEYTON | TX | PRIMARY | 29.74 | -96.46
78943 | STANDARD | GLIDDEN | TX | PRIMARY | 29.67 | -96.54
78535 | PO BOX | COMBES | TX | PRIMARY | 26.24 | -97.72
78013 | STANDARD | COMFORT | TX | PRIMARY | 29.97 | -98.9
78837 | STANDARD | COMSTOCK | TX | PRIMARY | 29.68 | -101.16
78851 | STANDARD | DRYDEN | TX | PRIMARY | 30.05 | -102.12
78838 | STANDARD | CONCAN | TX | PRIMARY | 29.51 | -99.73
78349 | STANDARD | CONCEPCION | TX | PRIMARY | 27.38 | -98.27
78109 | STANDARD | CONVERSE | TX | PRIMARY | 29.51 | -98.31
76635 | STANDARD | COOLIDGE | TX | PRIMARY | 31.75 | -96.65
76522 | STANDARD | COPPERAS COVE | TX | PRIMARY | 31.11 | -97.9
78401 | STANDARD | CORPUS CHRISTI | TX | PRIMARY | 27.8 | -97.39
78402 | STANDARD | CORPUS CHRISTI | TX | PRIMARY | 27.8 | -97.39
78403 | PO BOX | CORPUS CHRISTI | TX | PRIMARY | 27.8 | -97.39
78404 | STANDARD | CORPUS CHRISTI | TX | PRIMARY | 27.8 | -97.39
78405 | STANDARD | CORPUS CHRISTI | TX | PRIMARY | 27.8 | -97.39
78406 | STANDARD | CORPUS CHRISTI | TX | PRIMARY | 27.8 | -97.39
78407 | STANDARD | CORPUS CHRISTI | TX | PRIMARY | 27.8 | -97.39
78408 | STANDARD | CORPUS CHRISTI | TX | PRIMARY | 27.8 | -97.39
78409 | STANDARD | CORPUS CHRISTI | TX | PRIMARY | 27.8 | -97.39
78410 | STANDARD | CORPUS CHRISTI | TX | PRIMARY | 27.8 | -97.39
78411 | STANDARD | CORPUS CHRISTI | TX | PRIMARY | 27.8 | -97.39
78412 | STANDARD | CORPUS CHRISTI | TX | PRIMARY | 27.8 | -97.39
78413 | STANDARD | CORPUS CHRISTI | TX | PRIMARY | 27.8 | -97.39
78414 | STANDARD | CORPUS CHRISTI | TX | PRIMARY | 27.8 | -97.39
78415 | STANDARD | CORPUS CHRISTI | TX | PRIMARY | 27.8 | -97.39
78416 | STANDARD | CORPUS CHRISTI | TX | PRIMARY | 27.8 | -97.39
78417 | STANDARD | CORPUS CHRISTI | TX | PRIMARY | 27.8 | -97.39
78418 | STANDARD | CORPUS CHRISTI | TX | PRIMARY | 27.8 | -97.39
78419 | STANDARD | CORPUS CHRISTI | TX | PRIMARY | 27.8 | -97.39
78426 | PO BOX | CORPUS CHRISTI | TX | PRIMARY | 27.8 | -97.39
78427 | PO BOX | CORPUS CHRISTI | TX | PRIMARY | 27.8 | -97.39
78460 | PO BOX | CORPUS CHRISTI | TX | PRIMARY | 27.8 | -97.39
78463 | PO BOX | CORPUS CHRISTI | TX | PRIMARY | 27.8 | -97.39
78465 | PO BOX | CORPUS CHRISTI | TX | PRIMARY | 27.8 | -97.39
78466 | PO BOX | CORPUS CHRISTI | TX | PRIMARY | 27.8 | -97.39
78467 | PO BOX | CORPUS CHRISTI | TX | PRIMARY | 27.8 | -97.39
78468 | PO BOX | CORPUS CHRISTI | TX | PRIMARY | 27.8 | -97.39
78469 | PO BOX | CORPUS CHRISTI | TX | PRIMARY | 27.8 | -97.39
78472 | PO BOX | CORPUS CHRISTI | TX | PRIMARY | 27.8 | -97.39
78480 | PO BOX | CORPUS CHRISTI | TX | PRIMARY | 27.8 | -97.39
78614 | STANDARD | COST | TX | PRIMARY | 29.43 | -97.56
78001 | PO BOX | ARTESIA WELLS | TX | PRIMARY | 28.22 | -99.29
78014 | STANDARD | COTULLA | TX | PRIMARY | 28.43 | -99.23
78615 | STANDARD | COUPLAND | TX | PRIMARY | 30.46 | -97.38
76636 | STANDARD | COVINGTON | TX | PRIMARY | 32.17 | -97.25
79730 | PO BOX | COYANOSA | TX | PRIMARY | 31.24 | -103.07
79731 | STANDARD | CRANE | TX | PRIMARY | 31.39 | -102.35
76637 | STANDARD | CRANFILLS GAP | TX | PRIMARY | 31.77 | -97.82
76638 | STANDARD | CRAWFORD | TX | PRIMARY | 31.53 | -97.44
78839 | STANDARD | CRYSTAL CITY | TX | PRIMARY | 28.68 | -99.82
77954 | STANDARD | CUERO | TX | PRIMARY | 29.09 | -97.28
78616 | STANDARD | DALE | TX | PRIMARY | 29.87 | -97.53
76523 | PO BOX | DAVILLA | TX | PRIMARY | 30.76 | -97.18
76639 | STANDARD | DAWSON | TX | PRIMARY | 31.89 | -96.71
79837 | PO BOX | DELL CITY | TX | PRIMARY | 31.93 | -105.2
79847 | STANDARD | SALT FLAT | TX | PRIMARY | 31.74 | -105.08
78536 | STANDARD | DELMITA | TX | PRIMARY | 26.64 | -98.4
78840 | STANDARD | DEL RIO | TX | PRIMARY | 29.37 | -100.89
78841 | PO BOX | DEL RIO | TX | PRIMARY | 29.37 | -100.89
78842 | PO BOX | DEL RIO | TX | PRIMARY | 29.37 | -100.89
78843 | STANDARD | LAUGHLIN A F B | TX | PRIMARY | 29.35 | -100.78
78847 | UNIQUE | DEL RIO | TX | PRIMARY | 29.37 | -100.89
78617 | STANDARD | DEL VALLE | TX | PRIMARY | 30.16 | -97.6
78016 | STANDARD | DEVINE | TX | PRIMARY | 29.14 | -98.9
78850 | STANDARD | D HANIS | TX | PRIMARY | 29.35 | -99.31
78017 | STANDARD | DILLEY | TX | PRIMARY | 28.66 | -99.17
78537 | STANDARD | DONNA | TX | PRIMARY | 26.16 | -98.05
78618 | STANDARD | DOSS | TX | PRIMARY | 30.47 | -99.18
78619 | STANDARD | DRIFTWOOD | TX | PRIMARY | 30.11 | -98.03
78620 | STANDARD | DRIPPING SPRINGS | TX | PRIMARY | 30.18 | -98.08
78351 | PO BOX | DRISCOLL | TX | PRIMARY | 27.67 | -97.75
78852 | STANDARD | EAGLE PASS | TX | PRIMARY | 28.7 | -100.49
78853 | PO BOX | EAGLE PASS | TX | PRIMARY | 28.7 | -100.49
78538 | STANDARD | EDCOUCH | TX | PRIMARY | 26.29 | -97.96
76524 | STANDARD | EDDY | TX | PRIMARY | 31.35 | -97.3
78539 | STANDARD | EDINBURG | TX | PRIMARY | 26.29 | -98.16
78540 | PO BOX | EDINBURG | TX | PRIMARY | 26.29 | -98.16
78541 | STANDARD | EDINBURG | TX | PRIMARY | 26.46 | -98.25
78542 | STANDARD | EDINBURG | TX | PRIMARY | 26.35 | -98.11
77957 | STANDARD | EDNA | TX | PRIMARY | 28.97 | -96.64
78352 | PO BOX | EDROY | TX | PRIMARY | 27.93 | -97.66
78621 | STANDARD | ELGIN | TX | PRIMARY | 30.34 | -97.37
78860 | PO BOX | EL INDIO | TX | PRIMARY | 28.51 | -100.31
78938 | STANDARD | ELLINGER | TX | PRIMARY | 29.83 | -96.7
78112 | STANDARD | ELMENDORF | TX | PRIMARY | 29.25 | -98.33
76640 | STANDARD | ELM MOTT | TX | PRIMARY | 31.67 | -97.1
79901 | STANDARD | EL PASO | TX | PRIMARY | 31.84 | -106.43
79902 | STANDARD | EL PASO | TX | PRIMARY | 31.84 | -106.43
79903 | STANDARD | EL PASO | TX | PRIMARY | 31.84 | -106.43
79904 | STANDARD | EL PASO | TX | PRIMARY | 31.84 | -106.43
79905 | STANDARD | EL PASO | TX | PRIMARY | 31.84 | -106.43
79906 | STANDARD | EL PASO | TX | PRIMARY | 31.84 | -106.43
79907 | STANDARD | EL PASO | TX | PRIMARY | 31.84 | -106.43
79908 | STANDARD | EL PASO | TX | PRIMARY | 31.84 | -106.43
79910 | STANDARD | EL PASO | TX | PRIMARY | 31.84 | -106.43
79911 | STANDARD | EL PASO | TX | PRIMARY | 31.84 | -106.43
79912 | STANDARD | EL PASO | TX | PRIMARY | 31.84 | -106.43
79913 | PO BOX | EL PASO | TX | PRIMARY | 31.84 | -106.43
79914 | PO BOX | EL PASO | TX | PRIMARY | 31.84 | -106.43
79915 | STANDARD | EL PASO | TX | PRIMARY | 31.84 | -106.43
79916 | STANDARD | FORT BLISS | TX | PRIMARY | 31.84 | -106.43
79917 | PO BOX | EL PASO | TX | PRIMARY | 31.84 | -106.43
79918 | STANDARD | FORT BLISS | TX | PRIMARY | 31.84 | -106.43
79920 | PO BOX | EL PASO | TX | PRIMARY | 31.84 | -106.43
79922 | STANDARD | EL PASO | TX | PRIMARY | 31.84 | -106.43
79923 | PO BOX | EL PASO | TX | PRIMARY | 31.84 | -106.43
79924 | STANDARD | EL PASO | TX | PRIMARY | 31.84 | -106.43
79925 | STANDARD | EL PASO | TX | PRIMARY | 31.84 | -106.43
79926 | PO BOX | EL PASO | TX | PRIMARY | 31.84 | -106.43
79927 | STANDARD | EL PASO | TX | PRIMARY | 31.84 | -106.43
79928 | STANDARD | EL PASO | TX | PRIMARY | 31.65 | -106.15
79929 | PO BOX | EL PASO | TX | PRIMARY | 31.84 | -106.43
79930 | STANDARD | EL PASO | TX | PRIMARY | 31.84 | -106.43
79931 | PO BOX | EL PASO | TX | PRIMARY | 31.84 | -106.43
79932 | STANDARD | EL PASO | TX | PRIMARY | 31.84 | -106.43
79934 | STANDARD | EL PASO | TX | PRIMARY | 31.84 | -106.43
79935 | STANDARD | EL PASO | TX | PRIMARY | 31.84 | -106.43
79936 | STANDARD | EL PASO | TX | PRIMARY | 31.84 | -106.43
79937 | PO BOX | EL PASO | TX | PRIMARY | 31.84 | -106.43
79938 | STANDARD | EL PASO | TX | PRIMARY | 31.84 | -106.43
79940 | PO BOX | EL PASO | TX | PRIMARY | 31.84 | -106.43
79941 | PO BOX | EL PASO | TX | PRIMARY | 31.84 | -106.43
79942 | PO BOX | EL PASO | TX | PRIMARY | 31.84 | -106.43
79943 | PO BOX | EL PASO | TX | PRIMARY | 31.84 | -106.43
79944 | PO BOX | EL PASO | TX | PRIMARY | 31.84 | -106.43
79945 | PO BOX | EL PASO | TX | PRIMARY | 31.84 | -106.43
79946 | PO BOX | EL PASO | TX | PRIMARY | 31.84 | -106.43
79947 | PO BOX | EL PASO | TX | PRIMARY | 31.84 | -106.43
79948 | PO BOX | EL PASO | TX | PRIMARY | 31.84 | -106.43
79949 | PO BOX | EL PASO | TX | PRIMARY | 31.84 | -106.43
79950 | PO BOX | EL PASO | TX | PRIMARY | 31.84 | -106.43
79951 | PO BOX | EL PASO | TX | PRIMARY | 31.84 | -106.43
79952 | PO BOX | EL PASO | TX | PRIMARY | 31.84 | -106.43
79953 | PO BOX | EL PASO | TX | PRIMARY | 31.84 | -106.43
79954 | PO BOX | EL PASO | TX | PRIMARY | 31.84 | -106.43
79955 | PO BOX | EL PASO | TX | PRIMARY | 31.84 | -106.43
79958 | UNIQUE | EL PASO | TX | PRIMARY | 31.84 | -106.43
79960 | UNIQUE | EL PASO | TX | PRIMARY | 31.84 | -106.43
79961 | UNIQUE | EL PASO | TX | PRIMARY | 31.84 | -106.43
79968 | UNIQUE | EL PASO | TX | PRIMARY | 31.84 | -106.43
79976 | UNIQUE | EL PASO | TX | PRIMARY | 31.84 | -106.43
79978 | UNIQUE | EL PASO | TX | PRIMARY | 31.84 | -106.43
79980 | UNIQUE | EL PASO | TX | PRIMARY | 31.84 | -106.43
79990 | PO BOX | EL PASO | TX | PRIMARY | 31.84 | -106.43
79995 | PO BOX | EL PASO | TX | PRIMARY | 31.84 | -106.43
79996 | PO BOX | EL PASO | TX | PRIMARY | 31.84 | -106.43
79997 | PO BOX | EL PASO | TX | PRIMARY | 31.84 | -106.43
79998 | PO BOX | EL PASO | TX | PRIMARY | 31.84 | -106.43
79999 | PO BOX | EL PASO | TX | PRIMARY | 31.84 | -106.43
88510 | PO BOX | EL PASO | TX | PRIMARY | 31.84 | -106.43
88511 | PO BOX | EL PASO | TX | PRIMARY | 31.84 | -106.43
88512 | PO BOX | EL PASO | TX | PRIMARY | 31.84 | -106.43
88513 | PO BOX | EL PASO | TX | PRIMARY | 31.84 | -106.43
88514 | PO BOX | EL PASO | TX | PRIMARY | 31.84 | -106.43
88515 | PO BOX | EL PASO | TX | PRIMARY | 31.84 | -106.43
88516 | PO BOX | EL PASO | TX | PRIMARY | 31.84 | -106.43
88517 | PO BOX | EL PASO | TX | PRIMARY | 31.84 | -106.43
88518 | PO BOX | EL PASO | TX | PRIMARY | 31.84 | -106.43
88519 | PO BOX | EL PASO | TX | PRIMARY | 31.84 | -106.43
88520 | PO BOX | EL PASO | TX | PRIMARY | 31.84 | -106.43
88521 | PO BOX | EL PASO | TX | PRIMARY | 31.84 | -106.43
88523 | PO BOX | EL PASO | TX | PRIMARY | 31.84 | -106.43
88524 | PO BOX | EL PASO | TX | PRIMARY | 31.84 | -106.43
88525 | PO BOX | EL PASO | TX | PRIMARY | 31.84 | -106.43
88526 | PO BOX | EL PASO | TX | PRIMARY | 31.84 | -106.43
88527 | PO BOX | EL PASO | TX | PRIMARY | 31.84 | -106.43
88528 | PO BOX | EL PASO | TX | PRIMARY | 31.84 | -106.43
88529 | PO BOX | EL PASO | TX | PRIMARY | 31.84 | -106.43
88530 | PO BOX | EL PASO | TX | PRIMARY | 31.84 | -106.43
88531 | PO BOX | EL PASO | TX | PRIMARY | 31.84 | -106.43
88532 | PO BOX | EL PASO | TX | PRIMARY | 31.84 | -106.43
88533 | PO BOX | EL PASO | TX | PRIMARY | 31.84 | -106.43
88534 | PO BOX | EL PASO | TX | PRIMARY | 31.84 | -106.43
88535 | PO BOX | EL PASO | TX | PRIMARY | 31.84 | -106.43
88536 | PO BOX | EL PASO | TX | PRIMARY | 31.84 | -106.43
88538 | PO BOX | EL PASO | TX | PRIMARY | 31.84 | -106.43
88539 | PO BOX | EL PASO | TX | PRIMARY | 31.84 | -106.43
88540 | PO BOX | EL PASO | TX | PRIMARY | 31.84 | -106.43
88541 | PO BOX | EL PASO | TX | PRIMARY | 31.84 | -106.43
88542 | PO BOX | EL PASO | TX | PRIMARY | 31.84 | -106.43
88543 | PO BOX | EL PASO | TX | PRIMARY | 31.84 | -106.43
88544 | PO BOX | EL PASO | TX | PRIMARY | 31.84 | -106.43
88545 | PO BOX | EL PASO | TX | PRIMARY | 31.84 | -106.43
88546 | PO BOX | EL PASO | TX | PRIMARY | 31.84 | -106.43
88547 | PO BOX | EL PASO | TX | PRIMARY | 31.84 | -106.43
88548 | PO BOX | EL PASO | TX | PRIMARY | 31.84 | -106.43
88549 | PO BOX | EL PASO | TX | PRIMARY | 31.84 | -106.43
88550 | PO BOX | EL PASO | TX | PRIMARY | 31.84 | -106.43
88553 | PO BOX | EL PASO | TX | PRIMARY | 31.84 | -106.43
88554 | PO BOX | EL PASO | TX | PRIMARY | 31.84 | -106.43
88555 | PO BOX | EL PASO | TX | PRIMARY | 31.84 | -106.43
88556 | PO BOX | EL PASO | TX | PRIMARY | 31.84 | -106.43
88557 | PO BOX | EL PASO | TX | PRIMARY | 31.84 | -106.43
88558 | PO BOX | EL PASO | TX | PRIMARY | 31.84 | -106.43
88559 | PO BOX | EL PASO | TX | PRIMARY | 31.84 | -106.43
88560 | PO BOX | EL PASO | TX | PRIMARY | 31.84 | -106.43
88561 | PO BOX | EL PASO | TX | PRIMARY | 31.84 | -106.43
88562 | PO BOX | EL PASO | TX | PRIMARY | 31.84 | -106.43
88563 | PO BOX | EL PASO | TX | PRIMARY | 31.84 | -106.43
88565 | PO BOX | EL PASO | TX | PRIMARY | 31.84 | -106.43
88566 | PO BOX | EL PASO | TX | PRIMARY | 31.84 | -106.43
88567 | PO BOX | EL PASO | TX | PRIMARY | 31.84 | -106.43
88568 | PO BOX | EL PASO | TX | PRIMARY | 31.84 | -106.43
88569 | PO BOX | EL PASO | TX | PRIMARY | 31.84 | -106.43
88570 | PO BOX | EL PASO | TX | PRIMARY | 31.84 | -106.43
88571 | PO BOX | EL PASO | TX | PRIMARY | 31.84 | -106.43
88572 | PO BOX | EL PASO | TX | PRIMARY | 31.84 | -106.43
88573 | PO BOX | EL PASO | TX | PRIMARY | 31.84 | -106.43
88574 | PO BOX | EL PASO | TX | PRIMARY | 31.84 | -106.43
88575 | PO BOX | EL PASO | TX | PRIMARY | 31.84 | -106.43
88576 | PO BOX | EL PASO | TX | PRIMARY | 31.84 | -106.43
88577 | PO BOX | EL PASO | TX | PRIMARY | 31.84 | -106.43
88578 | PO BOX | EL PASO | TX | PRIMARY | 31.84 | -106.43
88579 | PO BOX | EL PASO | TX | PRIMARY | 31.84 | -106.43
88580 | PO BOX | EL PASO | TX | PRIMARY | 31.84 | -106.43
88581 | PO BOX | EL PASO | TX | PRIMARY | 31.84 | -106.43
88582 | PO BOX | EL PASO | TX | PRIMARY | 31.84 | -106.43
88583 | PO BOX | EL PASO | TX | PRIMARY | 31.84 | -106.43
88584 | PO BOX | EL PASO | TX | PRIMARY | 31.84 | -106.43
88585 | PO BOX | EL PASO | TX | PRIMARY | 31.84 | -106.43
88586 | PO BOX | EL PASO | TX | PRIMARY | 31.84 | -106.43
88587 | PO BOX | EL PASO | TX | PRIMARY | 31.84 | -106.43
88588 | PO BOX | EL PASO | TX | PRIMARY | 31.84 | -106.43
88589 | PO BOX | EL PASO | TX | PRIMARY | 31.84 | -106.43
88590 | PO BOX | EL PASO | TX | PRIMARY | 31.84 | -106.43
88595 | PO BOX | EL PASO | TX | PRIMARY | 31.84 | -106.43
78543 | PO BOX | ELSA | TX | PRIMARY | 26.29 | -97.99
78019 | PO BOX | ENCINAL | TX | PRIMARY | 28.04 | -99.35
78353 | STANDARD | ENCINO | TX | PRIMARY | 26.93 | -98.13
76525 | STANDARD | EVANT | TX | PRIMARY | 31.47 | -98.14
79838 | PO BOX | FABENS | TX | PRIMARY | 31.5 | -106.15
78545 | PO BOX | FALCON HEIGHTS | TX | PRIMARY | 26.56 | -99.12
78355 | STANDARD | FALFURRIAS | TX | PRIMARY | 27.22 | -98.14
78113 | STANDARD | FALLS CITY | TX | PRIMARY | 28.98 | -98.02
77960 | PO BOX | FANNIN | TX | PRIMARY | 28.69 | -97.21
78940 | STANDARD | FAYETTEVILLE | TX | PRIMARY | 29.9 | -96.67
78622 | PO BOX | FENTRESS | TX | PRIMARY | 29.75 | -97.76
78623 | STANDARD | FISCHER | TX | PRIMARY | 29.96 | -98.26
76526 | PO BOX | FLAT | TX | PRIMARY | 31.31 | -97.57
78941 | STANDARD | FLATONIA | TX | PRIMARY | 29.68 | -97.1
76527 | STANDARD | FLORENCE | TX | PRIMARY | 30.83 | -97.79
78114 | STANDARD | FLORESVILLE | TX | PRIMARY | 29.13 | -98.15
79733 | PO BOX | FORSAN | TX | PRIMARY | 32.11 | -101.36
79734 | STANDARD | FORT DAVIS | TX | PRIMARY | 30.59 | -103.9
79839 | STANDARD | FORT HANCOCK | TX | PRIMARY | 31.51 | -105.71
79735 | STANDARD | FORT STOCKTON | TX | PRIMARY | 30.89 | -102.88
78021 | STANDARD | FOWLERTON | TX | PRIMARY | 28.45 | -98.81
77961 | PO BOX | FRANCITAS | TX | PRIMARY | 28.8 | -96.35
78624 | STANDARD | FREDERICKSBURG | TX | PRIMARY | 30.27 | -98.87
78357 | STANDARD | FREER | TX | PRIMARY | 27.88 | -98.61
76641 | STANDARD | FROST | TX | PRIMARY | 32.07 | -96.8
78358 | PO BOX | FULTON | TX | PRIMARY | 28.07 | -97.03
79738 | STANDARD | GAIL | TX | PRIMARY | 32.77 | -101.45
77962 | STANDARD | GANADO | TX | PRIMARY | 29.04 | -96.51
78547 | PO BOX | GARCIASVILLE | TX | PRIMARY | 26.33 | -98.71
79739 | STANDARD | GARDEN CITY | TX | PRIMARY | 31.87 | -101.48
79758 | STANDARD | GARDENDALE | TX | PRIMARY | 32.02 | -102.36
76528 | STANDARD | GATESVILLE | TX | PRIMARY | 31.44 | -97.73
76596 | UNIQUE | GATESVILLE | TX | PRIMARY | 31.44 | -97.73
76597 | UNIQUE | GATESVILLE | TX | PRIMARY | 31.44 | -97.73
76598 | UNIQUE | GATESVILLE | TX | PRIMARY | 31.44 | -97.73
76599 | UNIQUE | GATESVILLE | TX | PRIMARY | 31.44 | -97.73
78626 | STANDARD | GEORGETOWN | TX | PRIMARY | 30.64 | -97.68
78627 | PO BOX | GEORGETOWN | TX | PRIMARY | 30.64 | -97.68
78628 | STANDARD | GEORGETOWN | TX | PRIMARY | 30.64 | -97.68
78633 | STANDARD | GEORGETOWN | TX | PRIMARY | 30.7 | -97.73
78022 | STANDARD | GEORGE WEST | TX | PRIMARY | 28.33 | -98.11
78115 | PO BOX | GERONIMO | TX | PRIMARY | 29.66 | -97.96
78942 | STANDARD | GIDDINGS | TX | PRIMARY | 30.18 | -96.92
78111 | STANDARD | ECLETO | TX | PRIMARY | 29.03 | -97.75
78116 | STANDARD | GILLETT | TX | PRIMARY | 29.13 | -97.8
79741 | STANDARD | GOLDSMITH | TX | PRIMARY | 31.98 | -102.61
77963 | STANDARD | GOLIAD | TX | PRIMARY | 28.66 | -97.39
78629 | STANDARD | GONZALES | TX | PRIMARY | 29.5 | -97.44
78658 | PO BOX | OTTINE | TX | PRIMARY | 29.59 | -97.59
79742 | PO BOX | GRANDFALLS | TX | PRIMARY | 31.34 | -102.85
76530 | STANDARD | GRANGER | TX | PRIMARY | 30.71 | -97.44
78359 | PO BOX | GREGORY | TX | PRIMARY | 27.92 | -97.29
76642 | STANDARD | GROESBECK | TX | PRIMARY | 31.52 | -96.53
78548 | PO BOX | GRULLA | TX | PRIMARY | 26.39 | -98.55
78360 | STANDARD | GUERRA | TX | PRIMARY | 26.88 | -98.88
77964 | STANDARD | HALLETTSVILLE | TX | PRIMARY | 29.44 | -96.94
76531 | STANDARD | HAMILTON | TX | PRIMARY | 31.7 | -98.12
78549 | PO BOX | HARGILL | TX | PRIMARY | 26.42 | -97.98
78550 | STANDARD | HARLINGEN | TX | PRIMARY | 26.19 | -97.68
78551 | PO BOX | HARLINGEN | TX | PRIMARY | 26.19 | -97.68
78552 | STANDARD | HARLINGEN | TX | PRIMARY | 26.19 | -97.68
78553 | PO BOX | HARLINGEN | TX | PRIMARY | 26.19 | -97.68
78631 | STANDARD | HARPER | TX | PRIMARY | 30.3 | -99.25
78632 | STANDARD | HARWOOD | TX | PRIMARY | 29.66 | -97.48
78361 | STANDARD | HEBBRONVILLE | TX | PRIMARY | 27.31 | -98.68
76533 | PO BOX | HEIDENHEIMER | TX | PRIMARY | 31.01 | -97.32
78023 | STANDARD | HELOTES | TX | PRIMARY | 29.56 | -98.69
76643 | STANDARD | HEWITT | TX | PRIMARY | 31.45 | -97.19
78557 | STANDARD | HIDALGO | TX | PRIMARY | 26.1 | -98.25
76645 | STANDARD | HILLSBORO | TX | PRIMARY | 32 | -97.11
78117 | STANDARD | HOBSON | TX | PRIMARY | 28.93 | -97.98
77967 | PO BOX | HOCHHEIM | TX | PRIMARY | 29.31 | -97.3
76534 | STANDARD | HOLLAND | TX | PRIMARY | 30.88 | -97.4
78861 | STANDARD | HONDO | TX | PRIMARY | 29.35 | -99.15
76648 | STANDARD | HUBBARD | TX | PRIMARY | 31.84 | -96.8
78024 | STANDARD | HUNT | TX | PRIMARY | 30.06 | -99.33
78634 | STANDARD | HUTTO | TX | PRIMARY | 30.54 | -97.54
78635 | STANDARD | HYE | TX | PRIMARY | 30.22 | -98.53
79743 | PO BOX | IMPERIAL | TX | PRIMARY | 31.27 | -102.69
78944 | STANDARD | INDUSTRY | TX | PRIMARY | 29.99 | -96.49
77968 | STANDARD | INEZ | TX | PRIMARY | 28.87 | -96.79
78362 | STANDARD | INGLESIDE | TX | PRIMARY | 27.87 | -97.2
78025 | STANDARD | INGRAM | TX | PRIMARY | 30.07 | -99.23
79744 | PO BOX | IRAAN | TX | PRIMARY | 30.91 | -101.89
76649 | STANDARD | IREDELL | TX | PRIMARY | 31.98 | -97.87
76650 | PO BOX | IRENE | TX | PRIMARY | 31.99 | -96.85
76651 | STANDARD | ITALY | TX | PRIMARY | 32.18 | -96.88
76537 | STANDARD | JARRELL | TX | PRIMARY | 30.81 | -97.6
78636 | STANDARD | JOHNSON CITY | TX | PRIMARY | 30.27 | -98.4
76538 | STANDARD | JONESBORO | TX | PRIMARY | 31.59 | -97.75
78026 | STANDARD | JOURDANTON | TX | PRIMARY | 28.91 | -98.54
78118 | STANDARD | KARNES CITY | TX | PRIMARY | 28.88 | -97.9
76539 | STANDARD | KEMPNER | TX | PRIMARY | 31.07 | -98
78027 | STANDARD | KENDALIA | TX | PRIMARY | 29.96 | -98.51
78119 | STANDARD | KENEDY | TX | PRIMARY | 28.81 | -97.85
78125 | PO BOX | MINERAL | TX | PRIMARY | 28.55 | -97.97
79745 | STANDARD | KERMIT | TX | PRIMARY | 31.85 | -103.09
78028 | STANDARD | KERRVILLE | TX | PRIMARY | 30.04 | -99.13
78029 | PO BOX | KERRVILLE | TX | PRIMARY | 30.04 | -99.13
76540 | PO BOX | KILLEEN | TX | PRIMARY | 31.09 | -97.71
76541 | STANDARD | KILLEEN | TX | PRIMARY | 31.09 | -97.71
76542 | STANDARD | KILLEEN | TX | PRIMARY | 31.09 | -97.71
76543 | STANDARD | KILLEEN | TX | PRIMARY | 31.09 | -97.71
76544 | STANDARD | FORT HOOD | TX | PRIMARY | 31.09 | -97.71
76547 | PO BOX | KILLEEN | TX | PRIMARY | 31.09 | -97.71
76548 | STANDARD | HARKER HEIGHTS | TX | PRIMARY | 31.06 | -97.65
76549 | STANDARD | KILLEEN | TX | PRIMARY | 31.09 | -97.71
78638 | STANDARD | KINGSBURY | TX | PRIMARY | 29.65 | -97.81
78639 | STANDARD | KINGSLAND | TX | PRIMARY | 30.66 | -98.45
78363 | STANDARD | KINGSVILLE | TX | PRIMARY | 27.5 | -97.86
78364 | PO BOX | KINGSVILLE | TX | PRIMARY | 27.5 | -97.86
78870 | STANDARD | KNIPPA | TX | PRIMARY | 29.3 | -99.63
79748 | STANDARD | KNOTT | TX | PRIMARY | 32.4 | -101.64
76652 | STANDARD | KOPPERL | TX | PRIMARY | 32.11 | -97.58
76653 | STANDARD | KOSSE | TX | PRIMARY | 31.3 | -96.62
78640 | STANDARD | KYLE | TX | PRIMARY | 29.99 | -97.87
78558 | PO BOX | LA BLANCA | TX | PRIMARY | 26.3 | -97.94
78039 | STANDARD | LA COSTE | TX | PRIMARY | 29.3 | -98.81
78559 | STANDARD | LA FERIA | TX | PRIMARY | 26.15 | -97.82
78945 | STANDARD | LA GRANGE | TX | PRIMARY | 29.9 | -96.87
78560 | STANDARD | LA JOYA | TX | PRIMARY | 26.24 | -98.47
76550 | STANDARD | LAMPASAS | TX | PRIMARY | 31.06 | -98.18
78871 | PO BOX | LANGTRY | TX | PRIMARY | 29.81 | -101.56
78872 | PO BOX | LA PRYOR | TX | PRIMARY | 28.94 | -99.84
78040 | STANDARD | LAREDO | TX | PRIMARY | 27.53 | -99.48
78041 | STANDARD | LAREDO | TX | PRIMARY | 27.53 | -99.48
78042 | PO BOX | LAREDO | TX | PRIMARY | 27.53 | -99.48
78043 | STANDARD | LAREDO | TX | PRIMARY | 27.53 | -99.48
78044 | PO BOX | LAREDO | TX | PRIMARY | 27.53 | -99.48
78045 | STANDARD | LAREDO | TX | PRIMARY | 27.53 | -99.48
78046 | STANDARD | LAREDO | TX | PRIMARY | 27.53 | -99.48
78049 | UNIQUE | LAREDO | TX | PRIMARY | 27.53 | -99.48
77969 | PO BOX | LA SALLE | TX | PRIMARY | 28.76 | -96.62
78561 | PO BOX | LASARA | TX | PRIMARY | 26.53 | -97.88
78121 | STANDARD | LA VERNIA | TX | PRIMARY | 29.35 | -98.11
78562 | PO BOX | LA VILLA | TX | PRIMARY | 26.29 | -97.92
77970 | PO BOX | LA WARD | TX | PRIMARY | 28.84 | -96.46
78873 | STANDARD | LEAKEY | TX | PRIMARY | 29.72 | -99.76
78641 | STANDARD | LEANDER | TX | PRIMARY | 30.56 | -97.86
78645 | STANDARD | LEANDER | TX | PRIMARY | 30.56 | -97.86
78646 | PO BOX | LEANDER | TX | PRIMARY | 30.56 | -97.86
78946 | STANDARD | LEDBETTER | TX | PRIMARY | 30.23 | -96.76
78122 | STANDARD | LEESVILLE | TX | PRIMARY | 29.39 | -97.77
78050 | PO BOX | LEMING | TX | PRIMARY | 29.06 | -98.48
79749 | STANDARD | LENORAH | TX | PRIMARY | 32.31 | -101.88
76654 | PO BOX | LEROY | TX | PRIMARY | 31.73 | -97.02
78947 | STANDARD | LEXINGTON | TX | PRIMARY | 30.41 | -97
78642 | STANDARD | LIBERTY HILL | TX | PRIMARY | 30.66 | -97.92
78948 | STANDARD | LINCOLN | TX | PRIMARY | 30.31 | -96.97
78563 | STANDARD | LINN | TX | PRIMARY | 26.6 | -98.19
76554 | STANDARD | LITTLE RIVER ACADEMY | TX | PRIMARY | 30.97 | -97.37
78643 | STANDARD | LLANO | TX | PRIMARY | 30.75 | -98.67
78644 | STANDARD | LOCKHART | TX | PRIMARY | 29.87 | -97.67
77971 | STANDARD | LOLITA | TX | PRIMARY | 28.81 | -96.44
78564 | STANDARD | LOPENO | TX | PRIMARY | 26.72 | -99.1
76655 | STANDARD | LORENA | TX | PRIMARY | 31.38 | -97.21
78565 | PO BOX | LOS EBANOS | TX | PRIMARY | 26.33 | -98.46
78566 | STANDARD | LOS FRESNOS | TX | PRIMARY | 26.07 | -97.47
78567 | PO BOX | LOS INDIOS | TX | PRIMARY | 26.1 | -97.65
76656 | STANDARD | LOTT | TX | PRIMARY | 31.2 | -97.03
78568 | PO BOX | LOZANO | TX | PRIMARY | 26.1 | -97.47
78648 | STANDARD | LULING | TX | PRIMARY | 29.68 | -97.64
78569 | STANDARD | LYFORD | TX | PRIMARY | 26.41 | -97.78
78052 | STANDARD | LYTLE | TX | PRIMARY | 29.23 | -98.79
78501 | STANDARD | MCALLEN | TX | PRIMARY | 26.21 | -98.23
78502 | PO BOX | MCALLEN | TX | PRIMARY | 26.21 | -98.23
78503 | STANDARD | MCALLEN | TX | PRIMARY | 26.21 | -98.23
78504 | STANDARD | MCALLEN | TX | PRIMARY | 26.21 | -98.23
78505 | PO BOX | MCALLEN | TX | PRIMARY | 26.21 | -98.23
79740 | STANDARD | GIRVIN | TX | PRIMARY | 31.07 | -102.39
79752 | STANDARD | MC CAMEY | TX | PRIMARY | 31.13 | -102.21
78650 | STANDARD | MC DADE | TX | PRIMARY | 30.3 | -97.22
77973 | PO BOX | MCFADDIN | TX | PRIMARY | 28.51 | -97.01
76657 | STANDARD | MC GREGOR | TX | PRIMARY | 31.45 | -97.37
78651 | PO BOX | MC NEIL | TX | PRIMARY | 30.45 | -97.71
78123 | STANDARD | MC QUEENEY | TX | PRIMARY | 29.59 | -98.04
78054 | PO BOX | MACDONA | TX | PRIMARY | 29.41 | -98.63
76660 | STANDARD | MALONE | TX | PRIMARY | 31.91 | -96.89
78652 | STANDARD | MANCHACA | TX | PRIMARY | 30.13 | -97.89
78653 | STANDARD | MANOR | TX | PRIMARY | 30.34 | -97.55
79842 | PO BOX | MARATHON | TX | PRIMARY | 30.2 | -103.24
78654 | STANDARD | MARBLE FALLS | TX | PRIMARY | 30.57 | -98.27
78657 | STANDARD | HORSESHOE BAY | TX | PRIMARY | 30.57 | -98.27
79843 | STANDARD | MARFA | TX | PRIMARY | 30.31 | -104.02
78124 | STANDARD | MARION | TX | PRIMARY | 29.57 | -98.14
76661 | STANDARD | MARLIN | TX | PRIMARY | 31.3 | -96.89
76664 | STANDARD | MART | TX | PRIMARY | 31.54 | -96.83
78655 | STANDARD | MARTINDALE | TX | PRIMARY | 29.84 | -97.84
78350 | PO BOX | DINERO | TX | PRIMARY | 28.2 | -97.93
78368 | STANDARD | MATHIS | TX | PRIMARY | 28.09 | -97.82
78656 | STANDARD | MAXWELL | TX | PRIMARY | 29.88 | -97.83
78055 | STANDARD | MEDINA | TX | PRIMARY | 29.8 | -99.25
79754 | PO BOX | MENTONE | TX | PRIMARY | 31.71 | -103.6
78570 | STANDARD | MERCEDES | TX | PRIMARY | 26.14 | -97.92
76665 | STANDARD | MERIDIAN | TX | PRIMARY | 31.92 | -97.64
76666 | STANDARD | MERTENS | TX | PRIMARY | 32.05 | -96.89
76667 | STANDARD | MEXIA | TX | PRIMARY | 31.67 | -96.48
77974 | STANDARD | MEYERSVILLE | TX | PRIMARY | 28.92 | -97.3
79755 | STANDARD | MIDKIFF | TX | PRIMARY | 31.63 | -101.83
79701 | STANDARD | MIDLAND | TX | PRIMARY | 32.02 | -102.1
79702 | PO BOX | MIDLAND | TX | PRIMARY | 32.02 | -102.1
79703 | STANDARD | MIDLAND | TX | PRIMARY | 32.02 | -102.1
79704 | PO BOX | MIDLAND | TX | PRIMARY | 32.02 | -102.1
79705 | STANDARD | MIDLAND | TX | PRIMARY | 32.02 | -102.1
79706 | STANDARD | MIDLAND | TX | PRIMARY | 32.02 | -102.1
79707 | STANDARD | MIDLAND | TX | PRIMARY | 32.02 | -102.1
79708 | PO BOX | MIDLAND | TX | PRIMARY | 32.02 | -102.1
79710 | PO BOX | MIDLAND | TX | PRIMARY | 32.02 | -102.1
79711 | PO BOX | MIDLAND | TX | PRIMARY | 32.02 | -102.1
79712 | PO BOX | MIDLAND | TX | PRIMARY | 32.02 | -102.1
76556 | STANDARD | MILANO | TX | PRIMARY | 30.7 | -96.85
76670 | STANDARD | MILFORD | TX | PRIMARY | 32.12 | -96.94
78369 | STANDARD | MIRANDO CITY | TX | PRIMARY | 27.43 | -98.93
78572 | STANDARD | MISSION | TX | PRIMARY | 26.21 | -98.31
78573 | STANDARD | MISSION | TX | PRIMARY | 26.21 | -98.31
78574 | STANDARD | MISSION | TX | PRIMARY | 26.31 | -98.35
79756 | STANDARD | MONAHANS | TX | PRIMARY | 31.63 | -103.06
76557 | STANDARD | MOODY | TX | PRIMARY | 31.3 | -97.36
78057 | STANDARD | MOORE | TX | PRIMARY | 29.05 | -99.01
76671 | STANDARD | MORGAN | TX | PRIMARY | 32.01 | -97.6
77975 | STANDARD | MOULTON | TX | PRIMARY | 29.57 | -97.14
76558 | PO BOX | MOUND | TX | PRIMARY | 31.31 | -97.57
78058 | STANDARD | MOUNTAIN HOME | TX | PRIMARY | 30.16 | -99.36
76673 | STANDARD | MOUNT CALM | TX | PRIMARY | 31.75 | -96.88
78949 | STANDARD | MULDOON | TX | PRIMARY | 29.81 | -97.06
78059 | STANDARD | NATALIA | TX | PRIMARY | 29.19 | -98.85
78130 | STANDARD | NEW BRAUNFELS | TX | PRIMARY | 29.7 | -98.11
78131 | PO BOX | NEW BRAUNFELS | TX | PRIMARY | 29.7 | -98.11
78132 | STANDARD | NEW BRAUNFELS | TX | PRIMARY | 29.7 | -98.11
78133 | STANDARD | CANYON LAKE | TX | PRIMARY | 29.87 | -98.26
78135 | UNIQUE | NEW BRAUNFELS | TX | PRIMARY | 29.7 | -98.11
78950 | STANDARD | NEW ULM | TX | PRIMARY | 29.87 | -96.49
78140 | STANDARD | NIXON | TX | PRIMARY | 29.26 | -97.76
76559 | STANDARD | NOLANVILLE | TX | PRIMARY | 31.07 | -97.61
78141 | STANDARD | NORDHEIM | TX | PRIMARY | 28.92 | -97.61
78142 | PO BOX | NORMANNA | TX | PRIMARY | 28.53 | -97.79
79759 | PO BOX | NOTREES | TX | PRIMARY | 31.92 | -102.76
77976 | PO BOX | NURSERY | TX | PRIMARY | 28.91 | -97.1
78951 | PO BOX | OAKLAND | TX | PRIMARY | 29.62 | -96.8
78370 | STANDARD | ODEM | TX | PRIMARY | 27.94 | -97.58
79760 | PO BOX | ODESSA | TX | PRIMARY | 31.85 | -102.36
79761 | STANDARD | ODESSA | TX | PRIMARY | 31.85 | -102.36
79762 | STANDARD | ODESSA | TX | PRIMARY | 31.85 | -102.36
79763 | STANDARD | ODESSA | TX | PRIMARY | 31.85 | -102.36
79764 | STANDARD | ODESSA | TX | PRIMARY | 31.85 | -102.36
79765 | STANDARD | ODESSA | TX | PRIMARY | 31.85 | -102.36
79766 | STANDARD | ODESSA | TX | PRIMARY | 31.85 | -102.36
79768 | PO BOX | ODESSA | TX | PRIMARY | 31.85 | -102.36
79769 | PO BOX | ODESSA | TX | PRIMARY | 31.85 | -102.36
76561 | STANDARD | OGLESBY | TX | PRIMARY | 31.41 | -97.5
78371 | PO BOX | OILTON | TX | PRIMARY | 27.45 | -98.91
78575 | STANDARD | OLMITO | TX | PRIMARY | 26.03 | -97.55
78372 | STANDARD | ORANGE GROVE | TX | PRIMARY | 27.95 | -97.93
79770 | PO BOX | ORLA | TX | PRIMARY | 31.83 | -103.91
78659 | STANDARD | PAIGE | TX | PRIMARY | 30.21 | -97.11
78143 | PO BOX | PANDORA | TX | PRIMARY | 29.25 | -97.83
78144 | PO BOX | PANNA MARIA | TX | PRIMARY | 28.97 | -97.87
78145 | PO BOX | PAWNEE | TX | PRIMARY | 28.64 | -98
78061 | STANDARD | PEARSALL | TX | PRIMARY | 28.88 | -99.09
79772 | STANDARD | PECOS | TX | PRIMARY | 31.4 | -103.5
78062 | PO BOX | PEGGY | TX | PRIMARY | 28.79 | -98.24
76564 | PO BOX | PENDLETON | TX | PRIMARY | 31.12 | -97.23
76676 | STANDARD | PENELOPE | TX | PRIMARY | 31.85 | -96.92
78576 | STANDARD | PENITAS | TX | PRIMARY | 26.23 | -98.44
79776 | PO BOX | PENWELL | TX | PRIMARY | 31.73 | -102.59
78146 | PO BOX | PETTUS | TX | PRIMARY | 28.57 | -97.8
78660 | STANDARD | PFLUGERVILLE | TX | PRIMARY | 30.44 | -97.62
78691 | PO BOX | PFLUGERVILLE | TX | PRIMARY | 30.44 | -97.62
78577 | STANDARD | PHARR | TX | PRIMARY | 26.18 | -98.18
78063 | STANDARD | PIPE CREEK | TX | PRIMARY | 29.71 | -98.93
77977 | PO BOX | PLACEDO | TX | PRIMARY | 28.66 | -96.83
78064 | STANDARD | PLEASANTON | TX | PRIMARY | 28.96 | -98.49
78952 | PO BOX | PLUM | TX | PRIMARY | 29.92 | -96.95
77978 | PO BOX | POINT COMFORT | TX | PRIMARY | 28.67 | -96.55
78373 | STANDARD | PORT ARANSAS | TX | PRIMARY | 27.82 | -97.06
78578 | STANDARD | PORT ISABEL | TX | PRIMARY | 26.07 | -97.22
78597 | STANDARD | SOUTH PADRE ISLAND | TX | PRIMARY | 26.41 | -97.23
78374 | STANDARD | PORTLAND | TX | PRIMARY | 27.87 | -97.32
77979 | STANDARD | PORT LAVACA | TX | PRIMARY | 28.61 | -96.62
77982 | PO BOX | PORT O CONNOR | TX | PRIMARY | 28.44 | -96.4
78065 | STANDARD | POTEET | TX | PRIMARY | 29.03 | -98.57
78147 | PO BOX | POTH | TX | PRIMARY | 29.07 | -98.08
76565 | STANDARD | POTTSVILLE | TX | PRIMARY | 31.68 | -98.35
76678 | STANDARD | PRAIRIE HILL | TX | PRIMARY | 31.65 | -96.78
78661 | PO BOX | PRAIRIE LEA | TX | PRIMARY | 29.71 | -97.72
78375 | STANDARD | PREMONT | TX | PRIMARY | 27.35 | -98.12
79845 | STANDARD | PRESIDIO | TX | PRIMARY | 29.56 | -104.36
79846 | PO BOX | REDFORD | TX | PRIMARY | 29.45 | -104.19
78579 | PO BOX | PROGRESO | TX | PRIMARY | 26.09 | -97.96
76679 | STANDARD | PURDON | TX | PRIMARY | 31.94 | -96.57
76566 | STANDARD | PURMELA | TX | PRIMARY | 31.46 | -97.9
79777 | PO BOX | PYOTE | TX | PRIMARY | 31.53 | -103.12
78877 | STANDARD | QUEMADO | TX | PRIMARY | 28.95 | -100.63
79778 | PO BOX | RANKIN | TX | PRIMARY | 31.22 | -101.93
78580 | STANDARD | RAYMONDVILLE | TX | PRIMARY | 26.47 | -97.78
78598 | PO BOX | PORT MANSFIELD | TX | PRIMARY | 26.55 | -97.43
76680 | STANDARD | REAGAN | TX | PRIMARY | 31.23 | -96.75
78376 | STANDARD | REALITOS | TX | PRIMARY | 27.42 | -98.55
78662 | STANDARD | RED ROCK | TX | PRIMARY | 29.99 | -97.39
78377 | STANDARD | REFUGIO | TX | PRIMARY | 28.3 | -97.27
76681 | STANDARD | RICHLAND | TX | PRIMARY | 31.92 | -96.42
76682 | STANDARD | RIESEL | TX | PRIMARY | 31.47 | -96.93
78879 | STANDARD | RIO FRIO | TX | PRIMARY | 29.63 | -99.73
78582 | STANDARD | RIO GRANDE CITY | TX | PRIMARY | 26.37 | -98.82
78583 | STANDARD | RIO HONDO | TX | PRIMARY | 26.23 | -97.58
78066 | STANDARD | RIO MEDINA | TX | PRIMARY | 29.43 | -98.88
78379 | STANDARD | RIVIERA | TX | PRIMARY | 27.28 | -97.81
78380 | STANDARD | ROBSTOWN | TX | PRIMARY | 27.79 | -97.66
76567 | STANDARD | ROCKDALE | TX | PRIMARY | 30.65 | -97
78381 | PO BOX | ROCKPORT | TX | PRIMARY | 28.04 | -97.05
78382 | STANDARD | ROCKPORT | TX | PRIMARY | 28.04 | -97.05
78880 | STANDARD | ROCKSPRINGS | TX | PRIMARY | 30.01 | -100.21
76569 | STANDARD | ROGERS | TX | PRIMARY | 30.93 | -97.22
78584 | STANDARD | ROMA | TX | PRIMARY | 26.4 | -99.01
78953 | STANDARD | ROSANKY | TX | PRIMARY | 29.93 | -97.3
76570 | STANDARD | ROSEBUD | TX | PRIMARY | 31.07 | -96.97
76684 | PO BOX | ROSS | TX | PRIMARY | 31.72 | -97.11
78663 | STANDARD | ROUND MOUNTAIN | TX | PRIMARY | 30.43 | -98.35
78664 | STANDARD | ROUND ROCK | TX | PRIMARY | 30.51 | -97.67
78665 | STANDARD | ROUND ROCK | TX | PRIMARY | 30.54 | -97.64
78680 | PO BOX | ROUND ROCK | TX | PRIMARY | 30.51 | -97.67
78681 | STANDARD | ROUND ROCK | TX | PRIMARY | 30.51 | -97.67
78682 | UNIQUE | ROUND ROCK | TX | PRIMARY | 30.51 | -97.67
78683 | PO BOX | ROUND ROCK | TX | PRIMARY | 30.51 | -97.67
78954 | STANDARD | ROUND TOP | TX | PRIMARY | 30.06 | -96.69
78961 | PO BOX | WARRENTON | TX | PRIMARY | 30.06 | -96.69
78151 | STANDARD | RUNGE | TX | PRIMARY | 28.88 | -97.71
78881 | STANDARD | SABINAL | TX | PRIMARY | 29.32 | -99.46
78152 | STANDARD | SAINT HEDWIG | TX | PRIMARY | 29.42 | -98.21
76571 | STANDARD | SALADO | TX | PRIMARY | 30.95 | -97.52
78585 | PO BOX | SALINENO | TX | PRIMARY | 26.5 | -99.07
78201 | STANDARD | SAN ANTONIO | TX | PRIMARY | 29.45 | -98.5
78202 | STANDARD | SAN ANTONIO | TX | PRIMARY | 29.45 | -98.5
78203 | STANDARD | SAN ANTONIO | TX | PRIMARY | 29.45 | -98.5
78204 | STANDARD | SAN ANTONIO | TX | PRIMARY | 29.45 | -98.5
78205 | STANDARD | SAN ANTONIO | TX | PRIMARY | 29.45 | -98.5
78206 | STANDARD | SAN ANTONIO | TX | PRIMARY | 29.45 | -98.5
78207 | STANDARD | SAN ANTONIO | TX | PRIMARY | 29.45 | -98.5
78208 | STANDARD | SAN ANTONIO | TX | PRIMARY | 29.45 | -98.5
78209 | STANDARD | SAN ANTONIO | TX | PRIMARY | 29.45 | -98.5
78210 | STANDARD | SAN ANTONIO | TX | PRIMARY | 29.45 | -98.5
78211 | STANDARD | SAN ANTONIO | TX | PRIMARY | 29.45 | -98.5
78212 | STANDARD | SAN ANTONIO | TX | PRIMARY | 29.45 | -98.5
78213 | STANDARD | SAN ANTONIO | TX | PRIMARY | 29.45 | -98.5
78214 | STANDARD | SAN ANTONIO | TX | PRIMARY | 29.45 | -98.5
78215 | STANDARD | SAN ANTONIO | TX | PRIMARY | 29.45 | -98.5
78216 | STANDARD | SAN ANTONIO | TX | PRIMARY | 29.45 | -98.5
78217 | STANDARD | SAN ANTONIO | TX | PRIMARY | 29.45 | -98.5
78218 | STANDARD | SAN ANTONIO | TX | PRIMARY | 29.45 | -98.5
78219 | STANDARD | SAN ANTONIO | TX | PRIMARY | 29.45 | -98.5
78220 | STANDARD | SAN ANTONIO | TX | PRIMARY | 29.45 | -98.5
78221 | STANDARD | SAN ANTONIO | TX | PRIMARY | 29.45 | -98.5
78222 | STANDARD | SAN ANTONIO | TX | PRIMARY | 29.45 | -98.5
78223 | STANDARD | SAN ANTONIO | TX | PRIMARY | 29.45 | -98.5
78224 | STANDARD | SAN ANTONIO | TX | PRIMARY | 29.45 | -98.5
78225 | STANDARD | SAN ANTONIO | TX | PRIMARY | 29.45 | -98.5
78226 | STANDARD | SAN ANTONIO | TX | PRIMARY | 29.45 | -98.5
78227 | STANDARD | SAN ANTONIO | TX | PRIMARY | 29.45 | -98.5
78228 | STANDARD | SAN ANTONIO | TX | PRIMARY | 29.45 | -98.5
78229 | STANDARD | SAN ANTONIO | TX | PRIMARY | 29.45 | -98.5
78230 | STANDARD | SAN ANTONIO | TX | PRIMARY | 29.45 | -98.5
78231 | STANDARD | SAN ANTONIO | TX | PRIMARY | 29.45 | -98.5
78232 | STANDARD | SAN ANTONIO | TX | PRIMARY | 29.45 | -98.5
78233 | STANDARD | SAN ANTONIO | TX | PRIMARY | 29.45 | -98.5
78234 | STANDARD | SAN ANTONIO | TX | PRIMARY | 29.45 | -98.5
78235 | STANDARD | SAN ANTONIO | TX | PRIMARY | 29.45 | -98.5
78236 | STANDARD | LACKLAND A F B | TX | PRIMARY | 29.45 | -98.5
78237 | STANDARD | SAN ANTONIO | TX | PRIMARY | 29.45 | -98.5
78238 | STANDARD | SAN ANTONIO | TX | PRIMARY | 29.45 | -98.5
78239 | STANDARD | SAN ANTONIO | TX | PRIMARY | 29.45 | -98.5
78240 | STANDARD | SAN ANTONIO | TX | PRIMARY | 29.45 | -98.5
78241 | STANDARD | SAN ANTONIO | TX | PRIMARY | 29.45 | -98.5
78242 | STANDARD | SAN ANTONIO | TX | PRIMARY | 29.45 | -98.5
78243 | STANDARD | SAN ANTONIO | TX | PRIMARY | 29.45 | -98.5
78244 | STANDARD | SAN ANTONIO | TX | PRIMARY | 29.45 | -98.5
78245 | STANDARD | SAN ANTONIO | TX | PRIMARY | 29.45 | -98.5
78246 | PO BOX | SAN ANTONIO | TX | PRIMARY | 29.45 | -98.5
78247 | STANDARD | SAN ANTONIO | TX | PRIMARY | 29.45 | -98.5
78248 | STANDARD | SAN ANTONIO | TX | PRIMARY | 29.45 | -98.5
78249 | STANDARD | SAN ANTONIO | TX | PRIMARY | 29.45 | -98.5
78250 | STANDARD | SAN ANTONIO | TX | PRIMARY | 29.45 | -98.5
78251 | STANDARD | SAN ANTONIO | TX | PRIMARY | 29.45 | -98.5
78252 | STANDARD | SAN ANTONIO | TX | PRIMARY | 29.45 | -98.5
78253 | STANDARD | SAN ANTONIO | TX | PRIMARY | 29.45 | -98.5
78254 | STANDARD | SAN ANTONIO | TX | PRIMARY | 29.45 | -98.5
78255 | STANDARD | SAN ANTONIO | TX | PRIMARY | 29.45 | -98.5
78256 | STANDARD | SAN ANTONIO | TX | PRIMARY | 29.45 | -98.5
78257 | STANDARD | SAN ANTONIO | TX | PRIMARY | 29.45 | -98.5
78258 | STANDARD | SAN ANTONIO | TX | PRIMARY | 29.45 | -98.5
78259 | STANDARD | SAN ANTONIO | TX | PRIMARY | 29.45 | -98.5
78260 | STANDARD | SAN ANTONIO | TX | PRIMARY | 29.45 | -98.5
78261 | STANDARD | SAN ANTONIO | TX | PRIMARY | 29.45 | -98.5
78263 | STANDARD | SAN ANTONIO | TX | PRIMARY | 29.45 | -98.5
78264 | STANDARD | SAN ANTONIO | TX | PRIMARY | 29.45 | -98.5
78265 | PO BOX | SAN ANTONIO | TX | PRIMARY | 29.45 | -98.5
78266 | STANDARD | SAN ANTONIO | TX | PRIMARY | 29.45 | -98.5
78268 | PO BOX | SAN ANTONIO | TX | PRIMARY | 29.45 | -98.5
78269 | PO BOX | SAN ANTONIO | TX | PRIMARY | 29.45 | -98.5
78270 | PO BOX | SAN ANTONIO | TX | PRIMARY | 29.45 | -98.5
78278 | PO BOX | SAN ANTONIO | TX | PRIMARY | 29.45 | -98.5
78279 | PO BOX | SAN ANTONIO | TX | PRIMARY | 29.45 | -98.5
78280 | PO BOX | SAN ANTONIO | TX | PRIMARY | 29.45 | -98.5
78283 | PO BOX | SAN ANTONIO | TX | PRIMARY | 29.45 | -98.5
78284 | STANDARD | SAN ANTONIO | TX | PRIMARY | 29.45 | -98.5
78285 | STANDARD | SAN ANTONIO | TX | PRIMARY | 29.45 | -98.5
78287 | UNIQUE | SAN ANTONIO | TX | PRIMARY | 29.45 | -98.5
78288 | UNIQUE | SAN ANTONIO | TX | PRIMARY | 29.45 | -98.5
78289 | UNIQUE | SAN ANTONIO | TX | PRIMARY | 29.45 | -98.5
78291 | PO BOX | SAN ANTONIO | TX | PRIMARY | 29.45 | -98.5
78292 | PO BOX | SAN ANTONIO | TX | PRIMARY | 29.45 | -98.5
78293 | PO BOX | SAN ANTONIO | TX | PRIMARY | 29.45 | -98.5
78294 | PO BOX | SAN ANTONIO | TX | PRIMARY | 29.45 | -98.5
78295 | PO BOX | SAN ANTONIO | TX | PRIMARY | 29.45 | -98.5
78296 | PO BOX | SAN ANTONIO | TX | PRIMARY | 29.45 | -98.5
78297 | PO BOX | SAN ANTONIO | TX | PRIMARY | 29.45 | -98.5
78298 | PO BOX | SAN ANTONIO | TX | PRIMARY | 29.45 | -98.5
78299 | PO BOX | SAN ANTONIO | TX | PRIMARY | 29.45 | -98.5
78586 | STANDARD | SAN BENITO | TX | PRIMARY | 26.13 | -97.63
79848 | PO BOX | SANDERSON | TX | PRIMARY | 30.15 | -102.4
78383 | STANDARD | SANDIA | TX | PRIMARY | 28.01 | -97.88
78384 | STANDARD | SAN DIEGO | TX | PRIMARY | 27.75 | -98.23
79849 | STANDARD | SAN ELIZARIO | TX | PRIMARY | 31.57 | -106.26
78588 | STANDARD | SAN ISIDRO | TX | PRIMARY | 26.73 | -98.39
78589 | STANDARD | SAN JUAN | TX | PRIMARY | 26.19 | -98.15
78666 | STANDARD | SAN MARCOS | TX | PRIMARY | 29.88 | -97.92
78667 | PO BOX | SAN MARCOS | TX | PRIMARY | 29.88 | -97.92
78590 | PO BOX | SAN PERLITA | TX | PRIMARY | 26.5 | -97.63
78591 | STANDARD | SANTA ELENA | TX | PRIMARY | 26.74 | -98.52
78592 | PO BOX | SANTA MARIA | TX | PRIMARY | 26.1 | -97.65
78593 | STANDARD | SANTA ROSA | TX | PRIMARY | 26.25 | -97.82
78067 | STANDARD | SAN YGNACIO | TX | PRIMARY | 27.19 | -99.32
79780 | PO BOX | SARAGOSA | TX | PRIMARY | 31.03 | -103.66
78385 | PO BOX | SARITA | TX | PRIMARY | 27.21 | -97.8
76685 | PO BOX | SATIN | TX | PRIMARY | 31.38 | -97.02
78154 | STANDARD | SCHERTZ | TX | PRIMARY | 29.55 | -98.26
78956 | STANDARD | SCHULENBURG | TX | PRIMARY | 29.68 | -96.9
76573 | PO BOX | SCHWERTNER | TX | PRIMARY | 30.72 | -97.43
77983 | STANDARD | SEADRIFT | TX | PRIMARY | 28.41 | -96.71
78594 | PO BOX | SEBASTIAN | TX | PRIMARY | 26.34 | -97.79
78155 | STANDARD | SEGUIN | TX | PRIMARY | 29.57 | -97.96
78156 | PO BOX | SEGUIN | TX | PRIMARY | 29.57 | -97.96
79781 | PO BOX | SHEFFIELD | TX | PRIMARY | 30.69 | -101.82
77984 | STANDARD | SHINER | TX | PRIMARY | 29.43 | -97.17
79851 | PO BOX | SIERRA BLANCA | TX | PRIMARY | 31.17 | -105.35
78387 | STANDARD | SINTON | TX | PRIMARY | 28.03 | -97.5
78389 | STANDARD | SKIDMORE | TX | PRIMARY | 28.23 | -97.68
78159 | STANDARD | SMILEY | TX | PRIMARY | 29.27 | -97.63
78957 | STANDARD | SMITHVILLE | TX | PRIMARY | 30 | -97.15
78069 | STANDARD | SOMERSET | TX | PRIMARY | 29.22 | -98.65
78669 | STANDARD | SPICEWOOD | TX | PRIMARY | 30.48 | -98.16
78070 | STANDARD | SPRING BRANCH | TX | PRIMARY | 29.86 | -98.4
78163 | STANDARD | BULVERDE | TX | PRIMARY | 29.73 | -98.45
79782 | STANDARD | STANTON | TX | PRIMARY | 32.12 | -101.79
78670 | PO BOX | STAPLES | TX | PRIMARY | 29.78 | -97.83
78160 | STANDARD | STOCKDALE | TX | PRIMARY | 29.23 | -97.96
78671 | STANDARD | STONEWALL | TX | PRIMARY | 30.2 | -98.65
77986 | PO BOX | SUBLIME | TX | PRIMARY | 29.48 | -96.8
78595 | STANDARD | SULLIVAN CITY | TX | PRIMARY | 26.28 | -98.56
78161 | STANDARD | SUTHERLAND SPRINGS | TX | PRIMARY | 29.26 | -98.06
77987 | PO BOX | SWEET HOME | TX | PRIMARY | 29.35 | -97.08
78390 | STANDARD | TAFT | TX | PRIMARY | 27.98 | -97.39
78883 | STANDARD | TARPLEY | TX | PRIMARY | 29.63 | -99.28
79783 | STANDARD | TARZAN | TX | PRIMARY | 32.31 | -101.98
76574 | STANDARD | TAYLOR | TX | PRIMARY | 30.57 | -97.41
76686 | PO BOX | TEHUACANA | TX | PRIMARY | 31.74 | -96.54
77988 | PO BOX | TELFERNER | TX | PRIMARY | 28.83 | -96.83
76501 | STANDARD | TEMPLE | TX | PRIMARY | 31.09 | -97.36
76502 | STANDARD | TEMPLE | TX | PRIMARY | 31.09 | -97.36
76503 | PO BOX | TEMPLE | TX | PRIMARY | 31.09 | -97.36
76504 | STANDARD | TEMPLE | TX | PRIMARY | 31.09 | -97.36
76505 | PO BOX | TEMPLE | TX | PRIMARY | 31.09 | -97.36
76508 | UNIQUE | TEMPLE | TX | PRIMARY | 31.09 | -97.36
79852 | STANDARD | TERLINGUA | TX | PRIMARY | 29.32 | -103.62
77989 | PO BOX | THOMASTON | TX | PRIMARY | 29 | -97.15
76577 | STANDARD | THORNDALE | TX | PRIMARY | 30.61 | -97.2
76687 | STANDARD | THORNTON | TX | PRIMARY | 31.41 | -96.57
76578 | STANDARD | THRALL | TX | PRIMARY | 30.58 | -97.29
78060 | STANDARD | OAKVILLE | TX | PRIMARY | 28.41 | -98.06
78071 | STANDARD | THREE RIVERS | TX | PRIMARY | 28.46 | -98.17
78072 | STANDARD | TILDEN | TX | PRIMARY | 28.45 | -98.54
77990 | STANDARD | TIVOLI | TX | PRIMARY | 28.43 | -96.88
79853 | PO BOX | TORNILLO | TX | PRIMARY | 31.44 | -106.08
78672 | STANDARD | TOW | TX | PRIMARY | 30.88 | -98.46
79785 | PO BOX | TOYAH | TX | PRIMARY | 31.31 | -103.79
79786 | PO BOX | TOYAHVALE | TX | PRIMARY | 30.94 | -103.77
76579 | STANDARD | TROY | TX | PRIMARY | 31.19 | -97.3
78162 | PO BOX | TULETA | TX | PRIMARY | 28.56 | -97.8
78391 | STANDARD | TYNAN | TX | PRIMARY | 28.15 | -97.73
78148 | STANDARD | UNIVERSAL CITY | TX | PRIMARY | 29.55 | -98.3
78150 | STANDARD | RANDOLPH A F B | TX | PRIMARY | 29.55 | -98.3
78884 | STANDARD | UTOPIA | TX | PRIMARY | 29.61 | -99.53
78801 | STANDARD | UVALDE | TX | PRIMARY | 29.21 | -99.78
78802 | PO BOX | UVALDE | TX | PRIMARY | 29.21 | -99.78
79854 | STANDARD | VALENTINE | TX | PRIMARY | 30.58 | -104.49
76689 | STANDARD | VALLEY MILLS | TX | PRIMARY | 31.65 | -97.47
77991 | PO BOX | VANDERBILT | TX | PRIMARY | 28.85 | -96.66
78885 | STANDARD | VANDERPOOL | TX | PRIMARY | 29.73 | -99.55
79855 | PO BOX | VAN HORN | TX | PRIMARY | 31.04 | -104.83
77901 | STANDARD | VICTORIA | TX | PRIMARY | 28.82 | -96.98
77902 | PO BOX | VICTORIA | TX | PRIMARY | 28.82 | -96.98
77903 | PO BOX | VICTORIA | TX | PRIMARY | 28.82 | -96.98
77904 | STANDARD | VICTORIA | TX | PRIMARY | 28.82 | -96.98
77905 | STANDARD | VICTORIA | TX | PRIMARY | 28.82 | -96.98
78073 | STANDARD | VON ORMY | TX | PRIMARY | 29.25 | -98.62
76701 | STANDARD | WACO | TX | PRIMARY | 31.56 | -97.18
76702 | PO BOX | WACO | TX | PRIMARY | 31.56 | -97.18
76703 | PO BOX | WACO | TX | PRIMARY | 31.56 | -97.18
76704 | STANDARD | WACO | TX | PRIMARY | 31.56 | -97.18
76705 | STANDARD | WACO | TX | PRIMARY | 31.56 | -97.18
76706 | STANDARD | WACO | TX | PRIMARY | 31.56 | -97.18
76707 | STANDARD | WACO | TX | PRIMARY | 31.56 | -97.18
76708 | STANDARD | WACO | TX | PRIMARY | 31.56 | -97.18
76710 | STANDARD | WACO | TX | PRIMARY | 31.56 | -97.18
76711 | STANDARD | WACO | TX | PRIMARY | 31.56 | -97.18
76712 | STANDARD | WOODWAY | TX | PRIMARY | 31.49 | -97.23
76714 | PO BOX | WACO | TX | PRIMARY | 31.56 | -97.18
76715 | PO BOX | WACO | TX | PRIMARY | 31.56 | -97.18
76716 | PO BOX | WACO | TX | PRIMARY | 31.56 | -97.18
76797 | UNIQUE | WACO | TX | PRIMARY | 31.56 | -97.18
76798 | STANDARD | WACO | TX | PRIMARY | 31.56 | -97.18
76799 | UNIQUE | WACO | TX | PRIMARY | 31.56 | -97.18
78959 | STANDARD | WAELDER | TX | PRIMARY | 29.69 | -97.29
78673 | PO BOX | WALBURG | TX | PRIMARY | 30.75 | -97.59
76690 | STANDARD | WALNUT SPRINGS | TX | PRIMARY | 32.05 | -97.75
78960 | PO BOX | WARDA | TX | PRIMARY | 30.05 | -96.92
78074 | PO BOX | WARING | TX | PRIMARY | 29.95 | -98.8
77993 | PO BOX | WEESATCHE | TX | PRIMARY | 28.83 | -97.41
78962 | STANDARD | WEIMAR | TX | PRIMARY | 29.7 | -96.77
78674 | PO BOX | WEIR | TX | PRIMARY | 30.67 | -97.59
78596 | STANDARD | WESLACO | TX | PRIMARY | 26.16 | -97.98
78599 | PO BOX | WESLACO | TX | PRIMARY | 26.16 | -97.98
76691 | STANDARD | WEST | TX | PRIMARY | 31.8 | -97.09
77994 | STANDARD | WESTHOFF | TX | PRIMARY | 29.2 | -97.46
78963 | STANDARD | WEST POINT | TX | PRIMARY | 29.96 | -97.03
76692 | STANDARD | WHITNEY | TX | PRIMARY | 31.94 | -97.32
78075 | STANDARD | WHITSETT | TX | PRIMARY | 28.62 | -98.27
79788 | PO BOX | WICKETT | TX | PRIMARY | 31.57 | -103
78675 | STANDARD | WILLOW CITY | TX | PRIMARY | 30.4 | -98.7
78676 | STANDARD | WIMBERLEY | TX | PRIMARY | 29.99 | -98.1
79789 | PO BOX | WINK | TX | PRIMARY | 31.75 | -103.15
78393 | STANDARD | WOODSBORO | TX | PRIMARY | 28.23 | -97.32
76693 | STANDARD | WORTHAM | TX | PRIMARY | 31.79 | -96.46
78677 | STANDARD | WRIGHTSBORO | TX | PRIMARY | 29.35 | -97.5
78886 | STANDARD | YANCEY | TX | PRIMARY | 29.15 | -99.13
77995 | STANDARD | YOAKUM | TX | PRIMARY | 29.29 | -97.14
78164 | STANDARD | YORKTOWN | TX | PRIMARY | 28.98 | -97.5
78076 | STANDARD | ZAPATA | TX | PRIMARY | 26.89 | -99.26
46102 | PO BOX | ADVANCE | IN | PRIMARY | 39.99 | -86.62
46910 | STANDARD | AKRON | IN | PRIMARY | 41.03 | -86.02
47916 | PO BOX | ALAMO | IN | PRIMARY | 39.98 | -87.05
47320 | STANDARD | ALBANY | IN | PRIMARY | 40.3 | -85.23
46701 | STANDARD | ALBION | IN | PRIMARY | 41.39 | -85.41
46001 | STANDARD | ALEXANDRIA | IN | PRIMARY | 40.25 | -85.67
47917 | STANDARD | AMBIA | IN | PRIMARY | 40.48 | -87.51
46911 | STANDARD | AMBOY | IN | PRIMARY | 40.6 | -85.92
46103 | PO BOX | AMO | IN | PRIMARY | 39.68 | -86.61
46011 | STANDARD | ANDERSON | IN | PRIMARY | 40.09 | -85.68
46012 | STANDARD | ANDERSON | IN | PRIMARY | 40.09 | -85.68
46013 | STANDARD | ANDERSON | IN | PRIMARY | 40.09 | -85.68
46014 | PO BOX | ANDERSON | IN | PRIMARY | 40.09 | -85.68
46015 | PO BOX | ANDERSON | IN | PRIMARY | 40.09 | -85.68
46016 | STANDARD | ANDERSON | IN | PRIMARY | 40.09 | -85.68
46017 | STANDARD | ANDERSON | IN | PRIMARY | 40.09 | -85.68
46018 | PO BOX | ANDERSON | IN | PRIMARY | 40.09 | -85.68
46702 | STANDARD | ANDREWS | IN | PRIMARY | 40.85 | -85.6
46703 | STANDARD | ANGOLA | IN | PRIMARY | 41.64 | -85
46030 | STANDARD | ARCADIA | IN | PRIMARY | 40.17 | -86.02
46704 | PO BOX | ARCOLA | IN | PRIMARY | 41.1 | -85.3
46501 | STANDARD | ARGOS | IN | PRIMARY | 41.23 | -86.24
46104 | STANDARD | ARLINGTON | IN | PRIMARY | 39.65 | -85.57
46705 | STANDARD | ASHLEY | IN | PRIMARY | 41.52 | -85.06
46912 | PO BOX | ATHENS | IN | PRIMARY | 41.03 | -86.1
46031 | STANDARD | ATLANTA | IN | PRIMARY | 40.21 | -86.02
47918 | STANDARD | ATTICA | IN | PRIMARY | 40.28 | -87.24
46502 | PO BOX | ATWOOD | IN | PRIMARY | 41.26 | -85.97
46706 | STANDARD | AUBURN | IN | PRIMARY | 41.36 | -85.05
46710 | STANDARD | AVILLA | IN | PRIMARY | 41.36 | -85.23
47420 | PO BOX | AVOCA | IN | PRIMARY | 38.91 | -86.59
46105 | STANDARD | BAINBRIDGE | IN | PRIMARY | 39.76 | -86.81
46106 | STANDARD | BARGERSVILLE | IN | PRIMARY | 39.51 | -86.16
47920 | STANDARD | BATTLE GROUND | IN | PRIMARY | 40.51 | -86.83
47421 | STANDARD | BEDFORD | IN | PRIMARY | 38.86 | -86.49
46107 | STANDARD | BEECH GROVE | IN | PRIMARY | 39.71 | -86.08
47322 | PO BOX | BENTONVILLE | IN | PRIMARY | 39.75 | -85.24
46711 | STANDARD | BERNE | IN | PRIMARY | 40.65 | -84.95
46769 | PO BOX | LINN GROVE | IN | PRIMARY | 40.61 | -84.97
46301 | PO BOX | BEVERLY SHORES | IN | PRIMARY | 41.68 | -86.97
47512 | STANDARD | BICKNELL | IN | PRIMARY | 38.77 | -87.3
47573 | STANDARD | RAGSDALE | IN | PRIMARY | 38.75 | -87.32
46713 | PO BOX | BIPPUS | IN | PRIMARY | 40.94 | -85.61
47513 | STANDARD | BIRDSEYE | IN | PRIMARY | 38.31 | -86.69
47580 | STANDARD | SCHNELLVILLE | IN | PRIMARY | 38.33 | -86.75
47831 | PO BOX | BLANFORD | IN | PRIMARY | 39.65 | -87.46
47424 | STANDARD | BLOOMFIELD | IN | PRIMARY | 39.02 | -86.93
47832 | STANDARD | BLOOMINGDALE | IN | PRIMARY | 39.83 | -87.24
47401 | STANDARD | BLOOMINGTON | IN | PRIMARY | 39.16 | -86.52
47402 | PO BOX | BLOOMINGTON | IN | PRIMARY | 39.16 | -86.52
47403 | STANDARD | BLOOMINGTON | IN | PRIMARY | 39.16 | -86.52
47404 | STANDARD | BLOOMINGTON | IN | PRIMARY | 39.16 | -86.52
47405 | STANDARD | BLOOMINGTON | IN | PRIMARY | 39.16 | -86.52
47406 | STANDARD | BLOOMINGTON | IN | PRIMARY | 39.16 | -86.52
47407 | PO BOX | BLOOMINGTON | IN | PRIMARY | 39.16 | -86.52
47408 | STANDARD | BLOOMINGTON | IN | PRIMARY | 39.16 | -86.52
47464 | PO BOX | STINESVILLE | IN | PRIMARY | 39.3 | -86.64
46714 | STANDARD | BLUFFTON | IN | PRIMARY | 40.74 | -85.17
46110 | STANDARD | BOGGSTOWN | IN | PRIMARY | 39.56 | -85.91
46302 | PO BOX | BOONE GROVE | IN | PRIMARY | 41.35 | -87.13
47324 | PO BOX | BOSTON | IN | PRIMARY | 39.74 | -84.85
47921 | STANDARD | BOSWELL | IN | PRIMARY | 40.51 | -87.38
46504 | STANDARD | BOURBON | IN | PRIMARY | 41.29 | -86.11
47833 | STANDARD | BOWLING GREEN | IN | PRIMARY | 39.38 | -86.99
47834 | STANDARD | BRAZIL | IN | PRIMARY | 39.52 | -87.12
46506 | STANDARD | BREMEN | IN | PRIMARY | 41.44 | -86.15
47836 | PO BOX | BRIDGETON | IN | PRIMARY | 39.65 | -87.18
46913 | STANDARD | BRINGHURST | IN | PRIMARY | 40.51 | -86.52
46507 | STANDARD | BRISTOL | IN | PRIMARY | 41.72 | -85.81
47515 | STANDARD | BRISTOW | IN | PRIMARY | 38.13 | -86.71
47922 | STANDARD | BROOK | IN | PRIMARY | 40.86 | -87.36
46111 | PO BOX | BROOKLYN | IN | PRIMARY | 39.54 | -86.37
47923 | STANDARD | BROOKSTON | IN | PRIMARY | 40.6 | -86.86
46112 | STANDARD | BROWNSBURG | IN | PRIMARY | 39.84 | -86.39
47220 | STANDARD | BROWNSTOWN | IN | PRIMARY | 38.88 | -86.04
47325 | STANDARD | BROWNSVILLE | IN | PRIMARY | 39.69 | -84.98
47516 | STANDARD | BRUCEVILLE | IN | PRIMARY | 38.75 | -87.41
47326 | STANDARD | BRYANT | IN | PRIMARY | 40.53 | -84.96
47924 | PO BOX | BUCK CREEK | IN | PRIMARY | 40.48 | -86.76
47925 | PO BOX | BUFFALO | IN | PRIMARY | 40.89 | -86.73
46914 | STANDARD | BUNKER HILL | IN | PRIMARY | 40.66 | -86.1
46508 | STANDARD | BURKET | IN | PRIMARY | 41.15 | -85.96
46915 | STANDARD | BURLINGTON | IN | PRIMARY | 40.48 | -86.39
47926 | STANDARD | BURNETTSVILLE | IN | PRIMARY | 40.76 | -86.59
46916 | PO BOX | BURROWS | IN | PRIMARY | 40.66 | -86.51
46721 | STANDARD | BUTLER | IN | PRIMARY | 41.42 | -84.87
47223 | STANDARD | BUTLERVILLE | IN | PRIMARY | 39.12 | -85.49
47327 | STANDARD | CAMBRIDGE CITY | IN | PRIMARY | 39.81 | -85.17
46113 | STANDARD | CAMBY | IN | PRIMARY | 39.63 | -86.3
46917 | STANDARD | CAMDEN | IN | PRIMARY | 40.61 | -86.53
47224 | STANDARD | CANAAN | IN | PRIMARY | 38.86 | -85.3
47519 | STANDARD | CANNELBURG | IN | PRIMARY | 38.66 | -86.99
47514 | STANDARD | BRANCHVILLE | IN | PRIMARY | 38.16 | -86.58
47520 | STANDARD | CANNELTON | IN | PRIMARY | 37.91 | -86.73
47574 | STANDARD | ROME | IN | PRIMARY | 37.93 | -86.52
47576 | STANDARD | SAINT CROIX | IN | PRIMARY | 38.22 | -86.61
47837 | STANDARD | CARBON | IN | PRIMARY | 39.59 | -87.1
47838 | STANDARD | CARLISLE | IN | PRIMARY | 38.96 | -87.4
46032 | STANDARD | CARMEL | IN | PRIMARY | 39.96 | -86.1
46033 | STANDARD | CARMEL | IN | PRIMARY | 39.96 | -86.1
46082 | PO BOX | CARMEL | IN | PRIMARY | 39.96 | -86.1
46115 | STANDARD | CARTHAGE | IN | PRIMARY | 39.73 | -85.57
47928 | STANDARD | CAYUGA | IN | PRIMARY | 39.94 | -87.46
46303 | STANDARD | CEDAR LAKE | IN | PRIMARY | 41.37 | -87.43
47521 | STANDARD | CELESTINE | IN | PRIMARY | 38.38 | -86.78
47840 | STANDARD | CENTERPOINT | IN | PRIMARY | 39.37 | -87.09
47330 | STANDARD | CENTERVILLE | IN | PRIMARY | 39.81 | -84.99
47929 | STANDARD | CHALMERS | IN | PRIMARY | 40.66 | -86.86
46117 | STANDARD | CHARLOTTESVILLE | IN | PRIMARY | 39.82 | -85.65
46304 | STANDARD | CHESTERTON | IN | PRIMARY | 41.6 | -87.05
46723 | STANDARD | CHURUBUSCO | IN | PRIMARY | 41.23 | -85.32
46034 | STANDARD | CICERO | IN | PRIMARY | 40.12 | -86.02
47225 | PO BOX | CLARKSBURG | IN | PRIMARY | 39.43 | -85.35
47930 | STANDARD | CLARKS HILL | IN | PRIMARY | 40.24 | -86.72
47841 | STANDARD | CLAY CITY | IN | PRIMARY | 39.27 | -87.11
46510 | STANDARD | CLAYPOOL | IN | PRIMARY | 41.12 | -85.87
46118 | STANDARD | CLAYTON | IN | PRIMARY | 39.68 | -86.52
47426 | PO BOX | CLEAR CREEK | IN | PRIMARY | 39.09 | -86.47
47226 | PO BOX | CLIFFORD | IN | PRIMARY | 39.28 | -85.86
47842 | STANDARD | CLINTON | IN | PRIMARY | 39.66 | -87.4
46120 | STANDARD | CLOVERDALE | IN | PRIMARY | 39.52 | -86.79
47427 | STANDARD | COAL CITY | IN | PRIMARY | 39.24 | -86.98
47845 | PO BOX | COALMONT | IN | PRIMARY | 39.2 | -87.18
46121 | STANDARD | COATESVILLE | IN | PRIMARY | 39.68 | -86.66
46035 | STANDARD | COLFAX | IN | PRIMARY | 40.19 | -86.66
46725 | STANDARD | COLUMBIA CITY | IN | PRIMARY | 41.15 | -85.48
47201 | STANDARD | COLUMBUS | IN | PRIMARY | 39.21 | -85.91
47202 | PO BOX | COLUMBUS | IN | PRIMARY | 39.21 | -85.91
47203 | STANDARD | COLUMBUS | IN | PRIMARY | 39.21 | -85.91
47227 | STANDARD | COMMISKEY | IN | PRIMARY | 38.85 | -85.63
47331 | STANDARD | CONNERSVILLE | IN | PRIMARY | 39.65 | -85.14
46919 | STANDARD | CONVERSE | IN | PRIMARY | 40.57 | -85.87
47228 | PO BOX | CORTLAND | IN | PRIMARY | 38.98 | -85.99
46730 | STANDARD | CORUNNA | IN | PRIMARY | 41.43 | -85.14
47846 | STANDARD | CORY | IN | PRIMARY | 39.33 | -87.2
47932 | STANDARD | COVINGTON | IN | PRIMARY | 40.13 | -87.39
46731 | STANDARD | CRAIGVILLE | IN | PRIMARY | 40.8 | -85.09
47522 | STANDARD | CRANE | IN | PRIMARY | 38.89 | -86.9
47933 | STANDARD | CRAWFORDSVILLE | IN | PRIMARY | 40.04 | -86.89
47934 | UNIQUE | CRAWFORDSVILLE | IN | PRIMARY | 40.04 | -86.89
47935 | UNIQUE | CRAWFORDSVILLE | IN | PRIMARY | 40.04 | -86.89
47936 | UNIQUE | CRAWFORDSVILLE | IN | PRIMARY | 40.04 | -86.89
47937 | UNIQUE | CRAWFORDSVILLE | IN | PRIMARY | 40.04 | -86.89
47938 | UNIQUE | CRAWFORDSVILLE | IN | PRIMARY | 40.04 | -86.89
47939 | UNIQUE | CRAWFORDSVILLE | IN | PRIMARY | 40.04 | -86.89
46732 | STANDARD | CROMWELL | IN | PRIMARY | 41.4 | -85.61
47229 | STANDARD | CROTHERSVILLE | IN | PRIMARY | 38.79 | -85.84
46307 | STANDARD | CROWN POINT | IN | PRIMARY | 41.42 | -87.35
46308 | PO BOX | CROWN POINT | IN | PRIMARY | 41.42 | -87.35
46511 | STANDARD | CULVER | IN | PRIMARY | 41.21 | -86.42
46920 | STANDARD | CUTLER | IN | PRIMARY | 40.47 | -86.47
47523 | STANDARD | DALE | IN | PRIMARY | 38.16 | -86.98
47334 | STANDARD | DALEVILLE | IN | PRIMARY | 40.11 | -85.55
47847 | STANDARD | DANA | IN | PRIMARY | 39.8 | -87.49
46122 | STANDARD | DANVILLE | IN | PRIMARY | 39.76 | -86.51
46123 | STANDARD | AVON | IN | PRIMARY | 39.76 | -86.39
47940 | STANDARD | DARLINGTON | IN | PRIMARY | 40.1 | -86.77
47941 | PO BOX | DAYTON | IN | PRIMARY | 40.37 | -86.77
46733 | STANDARD | DECATUR | IN | PRIMARY | 40.83 | -84.92
47524 | STANDARD | DECKER | IN | PRIMARY | 38.51 | -87.52
46921 | PO BOX | DEEDSVILLE | IN | PRIMARY | 40.91 | -86.12
46922 | PO BOX | DELONG | IN | PRIMARY | 41.14 | -86.42
46923 | STANDARD | DELPHI | IN | PRIMARY | 40.58 | -86.67
46310 | STANDARD | DEMOTTE | IN | PRIMARY | 41.16 | -87.26
46926 | STANDARD | DENVER | IN | PRIMARY | 40.86 | -86.07
47230 | STANDARD | DEPUTY | IN | PRIMARY | 38.8 | -85.65
47525 | STANDARD | DERBY | IN | PRIMARY | 38.03 | -86.53
46513 | PO BOX | DONALDSON | IN | PRIMARY | 41.36 | -86.44
47335 | PO BOX | DUBLIN | IN | PRIMARY | 39.81 | -85.2
47527 | STANDARD | DUBOIS | IN | PRIMARY | 38.45 | -86.8
47848 | STANDARD | DUGGER | IN | PRIMARY | 39.06 | -87.26
47336 | STANDARD | DUNKIRK | IN | PRIMARY | 40.37 | -85.2
47337 | PO BOX | DUNREITH | IN | PRIMARY | 39.8 | -85.43
47231 | STANDARD | DUPONT | IN | PRIMARY | 38.89 | -85.51
46311 | STANDARD | DYER | IN | PRIMARY | 41.5 | -87.5
47942 | STANDARD | EARL PARK | IN | PRIMARY | 40.68 | -87.42
46312 | STANDARD | EAST CHICAGO | IN | PRIMARY | 41.64 | -87.45
47338 | STANDARD | EATON | IN | PRIMARY | 40.34 | -85.35
47339 | STANDARD | ECONOMY | IN | PRIMARY | 39.97 | -85.08
46124 | STANDARD | EDINBURGH | IN | PRIMARY | 39.35 | -85.96
47528 | STANDARD | EDWARDSPORT | IN | PRIMARY | 38.81 | -87.25
47232 | STANDARD | ELIZABETHTOWN | IN | PRIMARY | 39.13 | -85.81
47236 | STANDARD | GRAMMER | IN | PRIMARY | 39.15 | -85.71
46514 | STANDARD | ELKHART | IN | PRIMARY | 41.68 | -85.96
46515 | PO BOX | ELKHART | IN | PRIMARY | 41.68 | -85.96
46516 | STANDARD | ELKHART | IN | PRIMARY | 41.68 | -85.96
46517 | STANDARD | ELKHART | IN | PRIMARY | 41.68 | -85.96
47429 | STANDARD | ELLETTSVILLE | IN | PRIMARY | 39.23 | -86.62
47529 | STANDARD | ELNORA | IN | PRIMARY | 38.87 | -87.08
46036 | STANDARD | ELWOOD | IN | PRIMARY | 40.27 | -85.83
46125 | PO BOX | EMINENCE | IN | PRIMARY | 39.46 | -86.46
46524 | STANDARD | ETNA GREEN | IN | PRIMARY | 41.27 | -86.04
47849 | STANDARD | FAIRBANKS | IN | PRIMARY | 39.2 | -87.53
46126 | STANDARD | FAIRLAND | IN | PRIMARY | 39.59 | -85.85
46928 | STANDARD | FAIRMOUNT | IN | PRIMARY | 40.41 | -85.64
47943 | STANDARD | FAIR OAKS | IN | PRIMARY | 41.07 | -87.2
46127 | STANDARD | FALMOUTH | IN | PRIMARY | 39.74 | -85.35
47850 | STANDARD | FARMERSBURG | IN | PRIMARY | 39.25 | -87.38
47340 | STANDARD | FARMLAND | IN | PRIMARY | 40.18 | -85.12
47532 | STANDARD | FERDINAND | IN | PRIMARY | 38.22 | -86.86
46128 | STANDARD | FILLMORE | IN | PRIMARY | 39.67 | -86.75
46037 | STANDARD | FISHERS | IN | PRIMARY | 39.96 | -85.94
46038 | STANDARD | FISHERS | IN | PRIMARY | 39.95 | -86.02
46085 | UNIQUE | FISHERS | IN | PRIMARY | 39.96 | -86.01
47234 | STANDARD | FLAT ROCK | IN | PRIMARY | 39.39 | -85.68
46929 | STANDARD | FLORA | IN | PRIMARY | 40.54 | -86.52
47851 | PO BOX | FONTANET | IN | PRIMARY | 39.57 | -87.24
46039 | STANDARD | FOREST | IN | PRIMARY | 40.37 | -86.31
46040 | STANDARD | FORTVILLE | IN | PRIMARY | 39.93 | -85.84
46801 | PO BOX | FORT WAYNE | IN | PRIMARY | 41.07 | -85.13
46802 | STANDARD | FORT WAYNE | IN | PRIMARY | 41.07 | -85.13
46803 | STANDARD | FORT WAYNE | IN | PRIMARY | 41.07 | -85.13
46804 | STANDARD | FORT WAYNE | IN | PRIMARY | 41.07 | -85.13
46805 | STANDARD | FORT WAYNE | IN | PRIMARY | 41.07 | -85.13
46806 | STANDARD | FORT WAYNE | IN | PRIMARY | 41.07 | -85.13
46807 | STANDARD | FORT WAYNE | IN | PRIMARY | 41.07 | -85.13
46808 | STANDARD | FORT WAYNE | IN | PRIMARY | 41.07 | -85.13
46809 | STANDARD | FORT WAYNE | IN | PRIMARY | 41.07 | -85.13
46814 | STANDARD | FORT WAYNE | IN | PRIMARY | 41.07 | -85.13
46815 | STANDARD | FORT WAYNE | IN | PRIMARY | 41.07 | -85.13
46816 | STANDARD | FORT WAYNE | IN | PRIMARY | 41.07 | -85.13
46818 | STANDARD | FORT WAYNE | IN | PRIMARY | 41.07 | -85.13
46819 | STANDARD | FORT WAYNE | IN | PRIMARY | 41.07 | -85.13
46825 | STANDARD | FORT WAYNE | IN | PRIMARY | 41.07 | -85.13
46835 | STANDARD | FORT WAYNE | IN | PRIMARY | 41.07 | -85.13
46845 | STANDARD | FORT WAYNE | IN | PRIMARY | 41.07 | -85.13
46850 | PO BOX | FORT WAYNE | IN | PRIMARY | 41.07 | -85.13
46851 | PO BOX | FORT WAYNE | IN | PRIMARY | 41.07 | -85.13
46852 | PO BOX | FORT WAYNE | IN | PRIMARY | 41.07 | -85.13
46853 | PO BOX | FORT WAYNE | IN | PRIMARY | 41.07 | -85.13
46854 | PO BOX | FORT WAYNE | IN | PRIMARY | 41.07 | -85.13
46855 | PO BOX | FORT WAYNE | IN | PRIMARY | 41.07 | -85.13
46856 | PO BOX | FORT WAYNE | IN | PRIMARY | 41.07 | -85.13
46857 | PO BOX | FORT WAYNE | IN | PRIMARY | 41.07 | -85.13
46858 | PO BOX | FORT WAYNE | IN | PRIMARY | 41.07 | -85.13
46859 | PO BOX | FORT WAYNE | IN | PRIMARY | 41.07 | -85.13
46860 | PO BOX | FORT WAYNE | IN | PRIMARY | 41.07 | -85.13
46861 | PO BOX | FORT WAYNE | IN | PRIMARY | 41.07 | -85.13
46862 | PO BOX | FORT WAYNE | IN | PRIMARY | 41.07 | -85.13
46863 | PO BOX | FORT WAYNE | IN | PRIMARY | 41.07 | -85.13
46864 | PO BOX | FORT WAYNE | IN | PRIMARY | 41.07 | -85.13
46865 | PO BOX | FORT WAYNE | IN | PRIMARY | 41.07 | -85.13
46866 | PO BOX | FORT WAYNE | IN | PRIMARY | 41.07 | -85.13
46867 | PO BOX | FORT WAYNE | IN | PRIMARY | 41.07 | -85.13
46868 | PO BOX | FORT WAYNE | IN | PRIMARY | 41.07 | -85.13
46869 | PO BOX | FORT WAYNE | IN | PRIMARY | 41.07 | -85.13
46885 | PO BOX | FORT WAYNE | IN | PRIMARY | 41.07 | -85.13
46895 | PO BOX | FORT WAYNE | IN | PRIMARY | 41.07 | -85.13
46896 | PO BOX | FORT WAYNE | IN | PRIMARY | 41.07 | -85.13
46897 | UNIQUE | FORT WAYNE | IN | PRIMARY | 41.07 | -85.13
46898 | PO BOX | FORT WAYNE | IN | PRIMARY | 41.07 | -85.13
46899 | PO BOX | FORT WAYNE | IN | PRIMARY | 41.07 | -85.13
47341 | STANDARD | FOUNTAIN CITY | IN | PRIMARY | 39.95 | -84.91
46129 | PO BOX | FINLY | IN | PRIMARY | 39.79 | -85.76
46130 | STANDARD | FOUNTAINTOWN | IN | PRIMARY | 39.66 | -85.78
47944 | STANDARD | FOWLER | IN | PRIMARY | 40.61 | -87.31
47984 | PO BOX | TALBOT | IN | PRIMARY | 40.52 | -87.47
47986 | PO BOX | TEMPLETON | IN | PRIMARY | 40.51 | -87.16
46930 | PO BOX | FOWLERTON | IN | PRIMARY | 40.4 | -85.57
47946 | STANDARD | FRANCESVILLE | IN | PRIMARY | 40.98 | -86.88
46041 | STANDARD | FRANKFORT | IN | PRIMARY | 40.28 | -86.51
46131 | STANDARD | FRANKLIN | IN | PRIMARY | 39.49 | -86.05
46162 | STANDARD | NEEDHAM | IN | PRIMARY | 39.48 | -85.99
46044 | STANDARD | FRANKTON | IN | PRIMARY | 40.22 | -85.77
47431 | STANDARD | FREEDOM | IN | PRIMARY | 39.21 | -86.85
47535 | PO BOX | FREELANDVILLE | IN | PRIMARY | 38.87 | -87.34
47235 | STANDARD | FREETOWN | IN | PRIMARY | 39 | -86.12
47249 | PO BOX | KURTZ | IN | PRIMARY | 39 | -86.23
46737 | STANDARD | FREMONT | IN | PRIMARY | 41.73 | -84.93
47432 | STANDARD | FRENCH LICK | IN | PRIMARY | 38.54 | -86.62
46931 | PO BOX | FULTON | IN | PRIMARY | 40.94 | -86.26
46932 | STANDARD | GALVESTON | IN | PRIMARY | 40.58 | -86.19
46738 | STANDARD | GARRETT | IN | PRIMARY | 41.34 | -85.12
46401 | PO BOX | GARY | IN | PRIMARY | 41.59 | -87.34
46402 | STANDARD | GARY | IN | PRIMARY | 41.59 | -87.34
46403 | STANDARD | GARY | IN | PRIMARY | 41.59 | -87.34
46404 | STANDARD | GARY | IN | PRIMARY | 41.59 | -87.34
46405 | STANDARD | LAKE STATION | IN | PRIMARY | 41.57 | -87.26
46406 | STANDARD | GARY | IN | PRIMARY | 41.59 | -87.34
46407 | STANDARD | GARY | IN | PRIMARY | 41.59 | -87.34
46408 | STANDARD | GARY | IN | PRIMARY | 41.59 | -87.34
46409 | STANDARD | GARY | IN | PRIMARY | 41.59 | -87.34
46410 | STANDARD | MERRILLVILLE | IN | PRIMARY | 41.47 | -87.32
46411 | PO BOX | MERRILLVILLE | IN | PRIMARY | 41.47 | -87.32
46933 | STANDARD | GAS CITY | IN | PRIMARY | 40.48 | -85.6
47342 | STANDARD | GASTON | IN | PRIMARY | 40.31 | -85.5
46740 | STANDARD | GENEVA | IN | PRIMARY | 40.59 | -84.95
47537 | STANDARD | GENTRYVILLE | IN | PRIMARY | 38.1 | -87.03
46133 | STANDARD | GLENWOOD | IN | PRIMARY | 39.62 | -85.3
47948 | STANDARD | GOODLAND | IN | PRIMARY | 40.76 | -87.29
46526 | STANDARD | GOSHEN | IN | PRIMARY | 41.57 | -85.83
46527 | PO BOX | GOSHEN | IN | PRIMARY | 41.57 | -85.83
46528 | STANDARD | GOSHEN | IN | PRIMARY | 41.57 | -85.83
47433 | STANDARD | GOSPORT | IN | PRIMARY | 39.35 | -86.66
46741 | STANDARD | GRABILL | IN | PRIMARY | 41.21 | -84.96
46530 | STANDARD | GRANGER | IN | PRIMARY | 41.73 | -86.13
47852 | PO BOX | GRAYSVILLE | IN | PRIMARY | 39.11 | -87.42
46135 | STANDARD | GREENCASTLE | IN | PRIMARY | 39.64 | -86.84
46140 | STANDARD | GREENFIELD | IN | PRIMARY | 39.79 | -85.77
47344 | PO BOX | GREENSBORO | IN | PRIMARY | 39.87 | -85.46
47240 | STANDARD | GREENSBURG | IN | PRIMARY | 39.34 | -85.48
47261 | PO BOX | MILLHOUSEN | IN | PRIMARY | 39.21 | -85.43
47345 | STANDARD | GREENS FORK | IN | PRIMARY | 39.89 | -85.04
46936 | STANDARD | GREENTOWN | IN | PRIMARY | 40.47 | -85.96
46142 | STANDARD | GREENWOOD | IN | PRIMARY | 39.61 | -86.11
46143 | STANDARD | GREENWOOD | IN | PRIMARY | 39.61 | -86.11
46319 | STANDARD | GRIFFITH | IN | PRIMARY | 41.52 | -87.42
46531 | STANDARD | GROVERTOWN | IN | PRIMARY | 41.32 | -86.52
46144 | PO BOX | GWYNNEVILLE | IN | PRIMARY | 39.66 | -85.68
47346 | STANDARD | HAGERSTOWN | IN | PRIMARY | 39.91 | -85.15
46742 | STANDARD | HAMILTON | IN | PRIMARY | 41.53 | -84.91
46532 | STANDARD | HAMLET | IN | PRIMARY | 41.37 | -86.58
46320 | STANDARD | HAMMOND | IN | PRIMARY | 41.62 | -87.49
46321 | STANDARD | MUNSTER | IN | PRIMARY | 41.54 | -87.5
46322 | STANDARD | HIGHLAND | IN | PRIMARY | 41.54 | -87.45
46323 | STANDARD | HAMMOND | IN | PRIMARY | 41.62 | -87.49
46324 | STANDARD | HAMMOND | IN | PRIMARY | 41.62 | -87.49
46325 | PO BOX | HAMMOND | IN | PRIMARY | 41.62 | -87.49
46327 | STANDARD | HAMMOND | IN | PRIMARY | 41.62 | -87.49
46340 | STANDARD | HANNA | IN | PRIMARY | 41.4 | -86.75
47243 | STANDARD | HANOVER | IN | PRIMARY | 38.71 | -85.47
46743 | STANDARD | HARLAN | IN | PRIMARY | 41.22 | -84.83
47853 | PO BOX | HARMONY | IN | PRIMARY | 39.53 | -87.07
47434 | PO BOX | HARRODSBURG | IN | PRIMARY | 39.09 | -86.47
47348 | STANDARD | HARTFORD CITY | IN | PRIMARY | 40.45 | -85.37
47244 | STANDARD | HARTSVILLE | IN | PRIMARY | 39.26 | -85.69
47245 | PO BOX | HAYDEN | IN | PRIMARY | 38.98 | -85.74
46341 | STANDARD | HEBRON | IN | PRIMARY | 41.32 | -87.2
47435 | PO BOX | HELMSBURG | IN | PRIMARY | 39.28 | -86.3
47436 | STANDARD | HELTONVILLE | IN | PRIMARY | 38.97 | -86.36
46937 | PO BOX | HEMLOCK | IN | PRIMARY | 40.43 | -86.09
47949 | STANDARD | HILLSBORO | IN | PRIMARY | 40.1 | -87.15
47988 | PO BOX | WALLACE | IN | PRIMARY | 39.98 | -87.14
47854 | STANDARD | HILLSDALE | IN | PRIMARY | 39.76 | -87.4
46745 | STANDARD | HOAGLAND | IN | PRIMARY | 40.94 | -85
46342 | STANDARD | HOBART | IN | PRIMARY | 41.53 | -87.26
46047 | PO BOX | HOBBS | IN | PRIMARY | 40.3 | -85.83
47541 | STANDARD | HOLLAND | IN | PRIMARY | 38.24 | -87.03
47246 | STANDARD | HOPE | IN | PRIMARY | 39.29 | -85.76
46746 | STANDARD | HOWE | IN | PRIMARY | 41.72 | -85.42
46747 | STANDARD | HUDSON | IN | PRIMARY | 41.53 | -85.08
46748 | STANDARD | HUNTERTOWN | IN | PRIMARY | 41.23 | -85.16
47542 | STANDARD | HUNTINGBURG | IN | PRIMARY | 38.29 | -86.95
46750 | STANDARD | HUNTINGTON | IN | PRIMARY | 40.88 | -85.5
47437 | PO BOX | HURON | IN | PRIMARY | 38.71 | -86.65
47855 | PO BOX | HYMERA | IN | PRIMARY | 39.18 | -87.29
47950 | STANDARD | IDAVILLE | IN | PRIMARY | 40.78 | -86.66
46201 | STANDARD | INDIANAPOLIS | IN | PRIMARY | 39.77 | -86.14
46202 | STANDARD | INDIANAPOLIS | IN | PRIMARY | 39.77 | -86.14
46203 | STANDARD | INDIANAPOLIS | IN | PRIMARY | 39.77 | -86.14
46204 | STANDARD | INDIANAPOLIS | IN | PRIMARY | 39.77 | -86.14
46205 | STANDARD | INDIANAPOLIS | IN | PRIMARY | 39.77 | -86.14
46206 | PO BOX | INDIANAPOLIS | IN | PRIMARY | 39.77 | -86.14
46207 | PO BOX | INDIANAPOLIS | IN | PRIMARY | 39.77 | -86.14
46208 | STANDARD | INDIANAPOLIS | IN | PRIMARY | 39.77 | -86.14
46209 | UNIQUE | INDIANAPOLIS | IN | PRIMARY | 39.77 | -86.14
46211 | UNIQUE | INDIANAPOLIS | IN | PRIMARY | 39.77 | -86.14
46214 | STANDARD | INDIANAPOLIS | IN | PRIMARY | 39.77 | -86.14
46216 | STANDARD | INDIANAPOLIS | IN | PRIMARY | 39.77 | -86.14
46217 | STANDARD | INDIANAPOLIS | IN | PRIMARY | 39.77 | -86.14
46218 | STANDARD | INDIANAPOLIS | IN | PRIMARY | 39.77 | -86.14
46219 | STANDARD | INDIANAPOLIS | IN | PRIMARY | 39.77 | -86.14
46220 | STANDARD | INDIANAPOLIS | IN | PRIMARY | 39.77 | -86.14
46221 | STANDARD | INDIANAPOLIS | IN | PRIMARY | 39.77 | -86.14
46222 | STANDARD | INDIANAPOLIS | IN | PRIMARY | 39.77 | -86.14
46223 | UNIQUE | INDIANAPOLIS | IN | PRIMARY | 39.77 | -86.14
46224 | STANDARD | INDIANAPOLIS | IN | PRIMARY | 39.77 | -86.14
46225 | STANDARD | INDIANAPOLIS | IN | PRIMARY | 39.77 | -86.14
46226 | STANDARD | INDIANAPOLIS | IN | PRIMARY | 39.77 | -86.14
46227 | STANDARD | INDIANAPOLIS | IN | PRIMARY | 39.77 | -86.14
46228 | STANDARD | INDIANAPOLIS | IN | PRIMARY | 39.77 | -86.14
46229 | STANDARD | INDIANAPOLIS | IN | PRIMARY | 39.77 | -86.14
46230 | PO BOX | INDIANAPOLIS | IN | PRIMARY | 39.77 | -86.14
46231 | STANDARD | INDIANAPOLIS | IN | PRIMARY | 39.77 | -86.14
46234 | STANDARD | INDIANAPOLIS | IN | PRIMARY | 39.77 | -86.14
46235 | STANDARD | INDIANAPOLIS | IN | PRIMARY | 39.77 | -86.14
46236 | STANDARD | INDIANAPOLIS | IN | PRIMARY | 39.77 | -86.14
46237 | STANDARD | INDIANAPOLIS | IN | PRIMARY | 39.77 | -86.14
46239 | STANDARD | INDIANAPOLIS | IN | PRIMARY | 39.77 | -86.14
46240 | STANDARD | INDIANAPOLIS | IN | PRIMARY | 39.77 | -86.14
46241 | STANDARD | INDIANAPOLIS | IN | PRIMARY | 39.77 | -86.14
46242 | PO BOX | INDIANAPOLIS | IN | PRIMARY | 39.77 | -86.14
46244 | PO BOX | INDIANAPOLIS | IN | PRIMARY | 39.77 | -86.14
46247 | PO BOX | INDIANAPOLIS | IN | PRIMARY | 39.77 | -86.14
46249 | UNIQUE | INDIANAPOLIS | IN | PRIMARY | 39.77 | -86.14
46250 | STANDARD | INDIANAPOLIS | IN | PRIMARY | 39.77 | -86.14
46251 | PO BOX | INDIANAPOLIS | IN | PRIMARY | 39.77 | -86.14
46253 | PO BOX | INDIANAPOLIS | IN | PRIMARY | 39.77 | -86.14
46254 | STANDARD | INDIANAPOLIS | IN | PRIMARY | 39.77 | -86.14
46255 | UNIQUE | INDIANAPOLIS | IN | PRIMARY | 39.77 | -86.14
46256 | STANDARD | INDIANAPOLIS | IN | PRIMARY | 39.77 | -86.14
46259 | STANDARD | INDIANAPOLIS | IN | PRIMARY | 39.77 | -86.14
46260 | STANDARD | INDIANAPOLIS | IN | PRIMARY | 39.77 | -86.14
46262 | UNIQUE | INDIANAPOLIS | IN | PRIMARY | 39.76 | -86.15
46266 | UNIQUE | INDIANAPOLIS | IN | PRIMARY | 39.77 | -86.14
46268 | STANDARD | INDIANAPOLIS | IN | PRIMARY | 39.77 | -86.14
46274 | UNIQUE | INDIANAPOLIS | IN | PRIMARY | 39.77 | -86.14
46275 | UNIQUE | INDIANAPOLIS | IN | PRIMARY | 39.77 | -86.14
46277 | UNIQUE | INDIANAPOLIS | IN | PRIMARY | 39.77 | -86.14
46278 | STANDARD | INDIANAPOLIS | IN | PRIMARY | 39.77 | -86.14
46280 | STANDARD | INDIANAPOLIS | IN | PRIMARY | 39.77 | -86.14
46282 | STANDARD | INDIANAPOLIS | IN | PRIMARY | 39.77 | -86.14
46283 | UNIQUE | INDIANAPOLIS | IN | PRIMARY | 39.77 | -86.14
46285 | UNIQUE | INDIANAPOLIS | IN | PRIMARY | 39.77 | -86.14
46290 | STANDARD | INDIANAPOLIS | IN | PRIMARY | 39.77 | -86.14
46291 | UNIQUE | INDIANAPOLIS | IN | PRIMARY | 39.77 | -86.14
46295 | UNIQUE | INDIANAPOLIS | IN | PRIMARY | 39.77 | -86.14
46296 | UNIQUE | INDIANAPOLIS | IN | PRIMARY | 39.77 | -86.16
46298 | UNIQUE | INDIANAPOLIS | IN | PRIMARY | 39.77 | -86.14
46048 | STANDARD | INGALLS | IN | PRIMARY | 39.96 | -85.79
47545 | PO BOX | IRELAND | IN | PRIMARY | 38.41 | -87
46147 | STANDARD | JAMESTOWN | IN | PRIMARY | 39.92 | -86.62
47438 | STANDARD | JASONVILLE | IN | PRIMARY | 39.16 | -87.19
47546 | STANDARD | JASPER | IN | PRIMARY | 38.39 | -86.93
47547 | PO BOX | JASPER | IN | PRIMARY | 38.39 | -86.93
47549 | UNIQUE | JASPER | IN | PRIMARY | 38.39 | -86.93
46938 | STANDARD | JONESBORO | IN | PRIMARY | 40.47 | -85.62
47247 | PO BOX | JONESVILLE | IN | PRIMARY | 39.06 | -85.88
46049 | STANDARD | KEMPTON | IN | PRIMARY | 40.28 | -86.23
46755 | STANDARD | KENDALLVILLE | IN | PRIMARY | 41.44 | -85.25
47351 | PO BOX | KENNARD | IN | PRIMARY | 39.9 | -85.51
47951 | STANDARD | KENTLAND | IN | PRIMARY | 40.77 | -87.44
46935 | PO BOX | GRASS CREEK | IN | PRIMARY | 40.94 | -86.4
46939 | STANDARD | KEWANNA | IN | PRIMARY | 41.01 | -86.41
46759 | STANDARD | KEYSTONE | IN | PRIMARY | 40.58 | -85.27
46760 | STANDARD | KIMMELL | IN | PRIMARY | 41.37 | -85.51
47952 | STANDARD | KINGMAN | IN | PRIMARY | 39.96 | -87.27
46345 | PO BOX | KINGSBURY | IN | PRIMARY | 41.53 | -86.69
46346 | PO BOX | KINGSFORD HEIGHTS | IN | PRIMARY | 41.48 | -86.69
46050 | STANDARD | KIRKLIN | IN | PRIMARY | 40.19 | -86.35
46148 | STANDARD | KNIGHTSTOWN | IN | PRIMARY | 39.79 | -85.52
47857 | PO BOX | KNIGHTSVILLE | IN | PRIMARY | 39.52 | -87.08
46534 | STANDARD | KNOX | IN | PRIMARY | 41.29 | -86.62
46901 | STANDARD | KOKOMO | IN | PRIMARY | 40.47 | -86.13
46902 | STANDARD | KOKOMO | IN | PRIMARY | 40.47 | -86.13
46903 | PO BOX | KOKOMO | IN | PRIMARY | 40.47 | -86.13
46904 | PO BOX | KOKOMO | IN | PRIMARY | 40.47 | -86.13
47439 | PO BOX | KOLEEN | IN | PRIMARY | 39.03 | -86.85
46347 | STANDARD | KOUTS | IN | PRIMARY | 41.31 | -87.02
46348 | STANDARD | LA CROSSE | IN | PRIMARY | 41.31 | -86.88
47954 | STANDARD | LADOGA | IN | PRIMARY | 39.91 | -86.79
47901 | STANDARD | LAFAYETTE | IN | PRIMARY | 40.41 | -86.87
47902 | PO BOX | LAFAYETTE | IN | PRIMARY | 40.41 | -86.87
47903 | PO BOX | LAFAYETTE | IN | PRIMARY | 40.41 | -86.87
47904 | STANDARD | LAFAYETTE | IN | PRIMARY | 40.41 | -86.87
47905 | STANDARD | LAFAYETTE | IN | PRIMARY | 40.41 | -86.87
47906 | STANDARD | WEST LAFAYETTE | IN | PRIMARY | 40.44 | -86.91
47907 | STANDARD | WEST LAFAYETTE | IN | PRIMARY | 40.44 | -86.91
47909 | STANDARD | LAFAYETTE | IN | PRIMARY | 40.41 | -86.87
47996 | PO BOX | WEST LAFAYETTE | IN | PRIMARY | 40.44 | -86.91
46940 | STANDARD | LA FONTAINE | IN | PRIMARY | 40.67 | -85.72
46761 | STANDARD | LAGRANGE | IN | PRIMARY | 41.64 | -85.41
46941 | STANDARD | LAGRO | IN | PRIMARY | 40.83 | -85.72
46942 | PO BOX | LAKE CICOTT | IN | PRIMARY | 40.76 | -86.54
46349 | STANDARD | LAKE VILLAGE | IN | PRIMARY | 41.12 | -87.45
46536 | STANDARD | LAKEVILLE | IN | PRIMARY | 41.52 | -86.27
47531 | STANDARD | EVANSTON | IN | PRIMARY | 38.02 | -86.83
47536 | PO BOX | FULDA | IN | PRIMARY | 38.11 | -86.83
47550 | STANDARD | LAMAR | IN | PRIMARY | 38.04 | -86.96
46763 | STANDARD | LAOTTO | IN | PRIMARY | 41.3 | -85.2
46537 | PO BOX | LAPAZ | IN | PRIMARY | 41.45 | -86.3
46051 | STANDARD | LAPEL | IN | PRIMARY | 40.06 | -85.84
46350 | STANDARD | LA PORTE | IN | PRIMARY | 41.6 | -86.71
46352 | PO BOX | LA PORTE | IN | PRIMARY | 41.6 | -86.71
46764 | STANDARD | LARWILL | IN | PRIMARY | 41.17 | -85.62
46052 | STANDARD | LEBANON | IN | PRIMARY | 40.05 | -86.47
46538 | STANDARD | LEESBURG | IN | PRIMARY | 41.32 | -85.84
46945 | PO BOX | LEITERS FORD | IN | PRIMARY | 41.12 | -86.39
46765 | STANDARD | LEO | IN | PRIMARY | 41.23 | -85.04
47551 | STANDARD | LEOPOLD | IN | PRIMARY | 38.1 | -86.58
46355 | PO BOX | LEROY | IN | PRIMARY | 41.36 | -87.27
47858 | STANDARD | LEWIS | IN | PRIMARY | 39.28 | -87.26
47352 | STANDARD | LEWISVILLE | IN | PRIMARY | 39.8 | -85.35
47353 | STANDARD | LIBERTY | IN | PRIMARY | 39.63 | -84.92
46766 | STANDARD | LIBERTY CENTER | IN | PRIMARY | 40.69 | -85.27
46946 | PO BOX | LIBERTY MILLS | IN | PRIMARY | 41.02 | -85.7
46767 | STANDARD | LIGONIER | IN | PRIMARY | 41.46 | -85.59
47552 | STANDARD | LINCOLN CITY | IN | PRIMARY | 38.12 | -86.98
47955 | STANDARD | LINDEN | IN | PRIMARY | 40.19 | -86.9
47441 | STANDARD | LINTON | IN | PRIMARY | 39.03 | -87.15
46149 | STANDARD | LIZTON | IN | PRIMARY | 39.88 | -86.54
46947 | STANDARD | LOGANSPORT | IN | PRIMARY | 40.75 | -86.35
47553 | STANDARD | LOOGOOTEE | IN | PRIMARY | 38.67 | -86.91
47354 | STANDARD | LOSANTVILLE | IN | PRIMARY | 40.02 | -85.18
46356 | STANDARD | LOWELL | IN | PRIMARY | 41.29 | -87.41
46950 | STANDARD | LUCERNE | IN | PRIMARY | 40.86 | -86.41
47355 | STANDARD | LYNN | IN | PRIMARY | 40.04 | -84.94
47443 | STANDARD | LYONS | IN | PRIMARY | 38.98 | -87.08
46055 | STANDARD | MC CORDSVILLE | IN | PRIMARY | 39.9 | -85.93
46951 | STANDARD | MACY | IN | PRIMARY | 40.95 | -86.12
47250 | STANDARD | MADISON | IN | PRIMARY | 38.75 | -85.38
46146 | STANDARD | HOMER | IN | PRIMARY | 39.58 | -85.52
46150 | STANDARD | MANILLA | IN | PRIMARY | 39.57 | -85.63
47556 | PO BOX | MARIAH HILL | IN | PRIMARY | 38.13 | -86.84
46952 | STANDARD | MARION | IN | PRIMARY | 40.54 | -85.66
46953 | STANDARD | MARION | IN | PRIMARY | 40.54 | -85.66
46770 | STANDARD | MARKLE | IN | PRIMARY | 40.82 | -85.33
46056 | STANDARD | MARKLEVILLE | IN | PRIMARY | 39.97 | -85.61
47859 | STANDARD | MARSHALL | IN | PRIMARY | 39.84 | -87.18
46151 | STANDARD | MARTINSVILLE | IN | PRIMARY | 39.42 | -86.42
46957 | PO BOX | MATTHEWS | IN | PRIMARY | 40.38 | -85.49
46154 | PO BOX | MAXWELL | IN | PRIMARY | 39.79 | -85.76
47860 | PO BOX | MECCA | IN | PRIMARY | 39.72 | -87.33
47957 | STANDARD | MEDARYVILLE | IN | PRIMARY | 41.08 | -86.89
47260 | STANDARD | MEDORA | IN | PRIMARY | 38.82 | -86.17
47958 | PO BOX | MELLOTT | IN | PRIMARY | 40.16 | -87.14
46539 | STANDARD | MENTONE | IN | PRIMARY | 41.17 | -86.03
47861 | STANDARD | MEROM | IN | PRIMARY | 39.05 | -87.56
46958 | PO BOX | MEXICO | IN | PRIMARY | 40.81 | -86.11
46360 | STANDARD | MICHIGAN CITY | IN | PRIMARY | 41.71 | -86.87
46361 | PO BOX | MICHIGAN CITY | IN | PRIMARY | 41.71 | -86.87
46057 | STANDARD | MICHIGANTOWN | IN | PRIMARY | 40.32 | -86.39
46540 | STANDARD | MIDDLEBURY | IN | PRIMARY | 41.67 | -85.7
47356 | STANDARD | MIDDLETOWN | IN | PRIMARY | 40.05 | -85.54
47445 | PO BOX | MIDLAND | IN | PRIMARY | 39.09 | -87.16
46542 | STANDARD | MILFORD | IN | PRIMARY | 41.41 | -85.84
46365 | STANDARD | MILL CREEK | IN | PRIMARY | 41.53 | -86.54
46543 | STANDARD | MILLERSBURG | IN | PRIMARY | 41.52 | -85.69
46156 | STANDARD | MILROY | IN | PRIMARY | 39.49 | -85.51
47357 | STANDARD | MILTON | IN | PRIMARY | 39.78 | -85.15
46544 | STANDARD | MISHAWAKA | IN | PRIMARY | 41.66 | -86.16
46545 | STANDARD | MISHAWAKA | IN | PRIMARY | 41.66 | -86.16
46546 | PO BOX | MISHAWAKA | IN | PRIMARY | 41.66 | -86.16
47446 | STANDARD | MITCHELL | IN | PRIMARY | 38.73 | -86.47
47358 | STANDARD | MODOC | IN | PRIMARY | 40.04 | -85.12
46771 | PO BOX | MONGO | IN | PRIMARY | 41.68 | -85.27
47959 | STANDARD | MONON | IN | PRIMARY | 40.86 | -86.87
46772 | STANDARD | MONROE | IN | PRIMARY | 40.74 | -84.94
47557 | STANDARD | MONROE CITY | IN | PRIMARY | 38.61 | -87.35
46773 | STANDARD | MONROEVILLE | IN | PRIMARY | 40.97 | -84.86
46157 | STANDARD | MONROVIA | IN | PRIMARY | 39.57 | -86.5
46960 | STANDARD | MONTEREY | IN | PRIMARY | 41.15 | -86.48
46968 | STANDARD | ORA | IN | PRIMARY | 41.21 | -86.52
47862 | STANDARD | MONTEZUMA | IN | PRIMARY | 39.79 | -87.36
47558 | STANDARD | MONTGOMERY | IN | PRIMARY | 38.66 | -87.04
47960 | STANDARD | MONTICELLO | IN | PRIMARY | 40.74 | -86.76
47962 | PO BOX | MONTMORENCI | IN | PRIMARY | 40.47 | -87.02
47359 | STANDARD | MONTPELIER | IN | PRIMARY | 40.55 | -85.28
47360 | STANDARD | MOORELAND | IN | PRIMARY | 39.99 | -85.25
46158 | STANDARD | MOORESVILLE | IN | PRIMARY | 39.61 | -86.37
46160 | STANDARD | MORGANTOWN | IN | PRIMARY | 39.37 | -86.25
47963 | STANDARD | MOROCCO | IN | PRIMARY | 40.94 | -87.45
46161 | STANDARD | MORRISTOWN | IN | PRIMARY | 39.67 | -85.69
47964 | PO BOX | MOUNT AYR | IN | PRIMARY | 40.95 | -87.29
47361 | PO BOX | MOUNT SUMMIT | IN | PRIMARY | 40 | -85.38
46058 | STANDARD | MULBERRY | IN | PRIMARY | 40.34 | -86.66
47302 | STANDARD | MUNCIE | IN | PRIMARY | 40.19 | -85.39
47303 | STANDARD | MUNCIE | IN | PRIMARY | 40.19 | -85.39
47304 | STANDARD | MUNCIE | IN | PRIMARY | 40.19 | -85.39
47305 | STANDARD | MUNCIE | IN | PRIMARY | 40.19 | -85.39
47306 | UNIQUE | MUNCIE | IN | PRIMARY | 40.19 | -85.39
47307 | PO BOX | MUNCIE | IN | PRIMARY | 40.19 | -85.39
47308 | PO BOX | MUNCIE | IN | PRIMARY | 40.19 | -85.39
46550 | STANDARD | NAPPANEE | IN | PRIMARY | 41.44 | -85.98
47448 | STANDARD | NASHVILLE | IN | PRIMARY | 39.2 | -86.23
47449 | STANDARD | NEWBERRY | IN | PRIMARY | 38.92 | -87.01
46552 | STANDARD | NEW CARLISLE | IN | PRIMARY | 41.7 | -86.51
47362 | STANDARD | NEW CASTLE | IN | PRIMARY | 39.92 | -85.36
47863 | PO BOX | NEW GOSHEN | IN | PRIMARY | 39.58 | -87.46
46774 | STANDARD | NEW HAVEN | IN | PRIMARY | 41.06 | -85.02
47366 | PO BOX | NEW LISBON | IN | PRIMARY | 39.85 | -85.24
47965 | PO BOX | NEW MARKET | IN | PRIMARY | 39.95 | -86.92
46163 | STANDARD | NEW PALESTINE | IN | PRIMARY | 39.72 | -85.89
46553 | STANDARD | NEW PARIS | IN | PRIMARY | 41.5 | -85.82
47263 | PO BOX | NEW POINT | IN | PRIMARY | 39.3 | -85.33
47966 | PO BOX | NEWPORT | IN | PRIMARY | 39.88 | -87.4
47967 | STANDARD | NEW RICHMOND | IN | PRIMARY | 40.19 | -86.97
47968 | STANDARD | NEW ROSS | IN | PRIMARY | 39.96 | -86.71
47969 | PO BOX | NEWTOWN | IN | PRIMARY | 40.2 | -87.14
46164 | STANDARD | NINEVEH | IN | PRIMARY | 39.38 | -86.08
46060 | STANDARD | NOBLESVILLE | IN | PRIMARY | 40.05 | -86.03
46061 | PO BOX | NOBLESVILLE | IN | PRIMARY | 40.05 | -86.03
46062 | STANDARD | NOBLESVILLE | IN | PRIMARY | 40.05 | -86.03
47264 | STANDARD | NORMAN | IN | PRIMARY | 38.95 | -86.22
46366 | STANDARD | NORTH JUDSON | IN | PRIMARY | 41.21 | -86.77
46554 | STANDARD | NORTH LIBERTY | IN | PRIMARY | 41.53 | -86.43
46943 | STANDARD | LAKETON | IN | PRIMARY | 40.99 | -85.87
46962 | STANDARD | NORTH MANCHESTER | IN | PRIMARY | 41 | -85.77
46165 | STANDARD | NORTH SALEM | IN | PRIMARY | 39.85 | -86.64
47265 | STANDARD | NORTH VERNON | IN | PRIMARY | 39 | -85.63
46555 | STANDARD | NORTH WEBSTER | IN | PRIMARY | 41.32 | -85.69
46556 | PO BOX | NOTRE DAME | IN | PRIMARY | 41.7 | -86.24
46965 | PO BOX | OAKFORD | IN | PRIMARY | 40.44 | -86.16
47561 | STANDARD | OAKTOWN | IN | PRIMARY | 38.87 | -87.44
47367 | PO BOX | OAKVILLE | IN | PRIMARY | 40.07 | -85.38
47562 | STANDARD | ODON | IN | PRIMARY | 38.84 | -86.98
46967 | PO BOX | ONWARD | IN | PRIMARY | 40.69 | -86.19
47451 | STANDARD | OOLITIC | IN | PRIMARY | 38.89 | -86.52
46063 | PO BOX | ORESTES | IN | PRIMARY | 40.27 | -85.72
46776 | STANDARD | ORLAND | IN | PRIMARY | 41.73 | -85.17
47452 | STANDARD | ORLEANS | IN | PRIMARY | 38.66 | -86.45
46561 | STANDARD | OSCEOLA | IN | PRIMARY | 41.66 | -86.07
46777 | STANDARD | OSSIAN | IN | PRIMARY | 40.87 | -85.16
47970 | STANDARD | OTTERBEIN | IN | PRIMARY | 40.49 | -87.1
47564 | STANDARD | OTWELL | IN | PRIMARY | 38.48 | -87.1
47453 | STANDARD | OWENSBURG | IN | PRIMARY | 38.94 | -86.75
47971 | STANDARD | OXFORD | IN | PRIMARY | 40.52 | -87.24
47454 | STANDARD | PAOLI | IN | PRIMARY | 38.55 | -86.46
46166 | STANDARD | PARAGON | IN | PRIMARY | 39.39 | -86.56
47270 | STANDARD | PARIS CROSSING | IN | PRIMARY | 38.85 | -85.74
47368 | STANDARD | PARKER CITY | IN | PRIMARY | 40.18 | -85.2
47455 | PO BOX | PATRICKSBURG | IN | PRIMARY | 39.29 | -86.99
47865 | PO BOX | PAXTON | IN | PRIMARY | 39.11 | -87.42
46064 | STANDARD | PENDLETON | IN | PRIMARY | 40 | -85.74
47369 | STANDARD | PENNVILLE | IN | PRIMARY | 40.49 | -85.14
47974 | STANDARD | PERRYSVILLE | IN | PRIMARY | 40.05 | -87.43
47370 | PO BOX | PERSHING | IN | PRIMARY | 39.81 | -85.16
46959 | STANDARD | MIAMI | IN | PRIMARY | 40.6 | -85.97
46961 | STANDARD | NEW WAVERLY | IN | PRIMARY | 40.77 | -86.19
46970 | STANDARD | PERU | IN | PRIMARY | 40.75 | -86.06
46971 | STANDARD | GRISSOM ARB | IN | PRIMARY | 40.65 | -86.14
47567 | STANDARD | PETERSBURG | IN | PRIMARY | 38.49 | -87.28
46778 | PO BOX | PETROLEUM | IN | PRIMARY | 40.61 | -85.15
46562 | STANDARD | PIERCETON | IN | PRIMARY | 41.19 | -85.7
47866 | STANDARD | PIMENTO | IN | PRIMARY | 39.28 | -87.36
47975 | STANDARD | PINE VILLAGE | IN | PRIMARY | 40.44 | -87.25
46167 | STANDARD | PITTSBORO | IN | PRIMARY | 39.86 | -86.46
46168 | STANDARD | PLAINFIELD | IN | PRIMARY | 39.7 | -86.38
47568 | STANDARD | PLAINVILLE | IN | PRIMARY | 38.8 | -87.15
46779 | STANDARD | PLEASANT LAKE | IN | PRIMARY | 41.58 | -85.01
46780 | PO BOX | PLEASANT MILLS | IN | PRIMARY | 40.85 | -84.86
46563 | STANDARD | PLYMOUTH | IN | PRIMARY | 41.34 | -86.31
47868 | STANDARD | POLAND | IN | PRIMARY | 39.45 | -86.97
46781 | STANDARD | PONETO | IN | PRIMARY | 40.65 | -85.22
46368 | STANDARD | PORTAGE | IN | PRIMARY | 41.58 | -87.18
47371 | STANDARD | PORTLAND | IN | PRIMARY | 40.43 | -84.98
47381 | STANDARD | SALAMONIA | IN | PRIMARY | 40.38 | -84.86
47869 | PO BOX | PRAIRIE CREEK | IN | PRIMARY | 39.29 | -87.53
47870 | PO BOX | PRAIRIETON | IN | PRIMARY | 39.36 | -87.49
46782 | PO BOX | PREBLE | IN | PRIMARY | 40.83 | -85.01
46170 | PO BOX | PUTNAMVILLE | IN | PRIMARY | 39.56 | -86.85
47456 | STANDARD | QUINCY | IN | PRIMARY | 39.43 | -86.79
47373 | STANDARD | REDKEY | IN | PRIMARY | 40.34 | -85.15
46171 | STANDARD | REELSVILLE | IN | PRIMARY | 39.53 | -86.95
47977 | STANDARD | REMINGTON | IN | PRIMARY | 40.76 | -87.15
47978 | STANDARD | RENSSELAER | IN | PRIMARY | 40.93 | -87.14
47980 | STANDARD | REYNOLDS | IN | PRIMARY | 40.74 | -86.87
47374 | STANDARD | RICHMOND | IN | PRIMARY | 39.82 | -84.88
47375 | PO BOX | RICHMOND | IN | PRIMARY | 39.82 | -84.88
47380 | STANDARD | RIDGEVILLE | IN | PRIMARY | 40.28 | -85.02
47871 | PO BOX | RILEY | IN | PRIMARY | 39.38 | -87.3
46172 | STANDARD | ROACHDALE | IN | PRIMARY | 39.84 | -86.8
46974 | STANDARD | ROANN | IN | PRIMARY | 40.91 | -85.92
46783 | STANDARD | ROANOKE | IN | PRIMARY | 40.96 | -85.37
46975 | STANDARD | ROCHESTER | IN | PRIMARY | 41.06 | -86.19
46977 | PO BOX | ROCKFIELD | IN | PRIMARY | 40.66 | -86.58
47830 | PO BOX | BELLMORE | IN | PRIMARY | 39.75 | -87.06
47872 | STANDARD | ROCKVILLE | IN | PRIMARY | 39.76 | -87.23
46371 | STANDARD | ROLLING PRAIRIE | IN | PRIMARY | 41.68 | -86.6
46784 | STANDARD | ROME CITY | IN | PRIMARY | 41.48 | -85.35
47981 | STANDARD | ROMNEY | IN | PRIMARY | 40.25 | -86.91
47874 | STANDARD | ROSEDALE | IN | PRIMARY | 39.62 | -87.28
46372 | PO BOX | ROSELAWN | IN | PRIMARY | 41.14 | -87.31
46065 | STANDARD | ROSSVILLE | IN | PRIMARY | 40.42 | -86.59
46978 | STANDARD | ROYAL CENTER | IN | PRIMARY | 40.86 | -86.5
46155 | PO BOX | MAYS | IN | PRIMARY | 39.74 | -85.46
46173 | STANDARD | RUSHVILLE | IN | PRIMARY | 39.61 | -85.44
46175 | STANDARD | RUSSELLVILLE | IN | PRIMARY | 39.85 | -86.98
46979 | STANDARD | RUSSIAVILLE | IN | PRIMARY | 40.41 | -86.27
47575 | STANDARD | SAINT ANTHONY | IN | PRIMARY | 38.33 | -86.82
47875 | PO BOX | SAINT BERNICE | IN | PRIMARY | 39.79 | -87.45
46785 | STANDARD | SAINT JOE | IN | PRIMARY | 41.31 | -84.9
46373 | STANDARD | SAINT JOHN | IN | PRIMARY | 41.44 | -87.47
47876 | PO BOX | SAINT MARY OF THE WOODS | IN | PRIMARY | 39.51 | -87.46
47577 | STANDARD | SAINT MEINRAD | IN | PRIMARY | 38.18 | -86.85
47272 | STANDARD | SAINT PAUL | IN | PRIMARY | 39.42 | -85.62
47578 | STANDARD | SANDBORN | IN | PRIMARY | 38.89 | -87.18
46374 | STANDARD | SAN PIERRE | IN | PRIMARY | 41.21 | -86.86
47579 | STANDARD | SANTA CLAUS | IN | PRIMARY | 38.11 | -86.92
47382 | PO BOX | SARATOGA | IN | PRIMARY | 40.23 | -84.91
46375 | STANDARD | SCHERERVILLE | IN | PRIMARY | 41.48 | -87.44
46376 | PO BOX | SCHNEIDER | IN | PRIMARY | 41.19 | -87.44
47273 | STANDARD | SCIPIO | IN | PRIMARY | 39.07 | -85.72
47457 | PO BOX | SCOTLAND | IN | PRIMARY | 38.91 | -86.91
46067 | PO BOX | SEDALIA | IN | PRIMARY | 40.41 | -86.51
47878 | PO BOX | SEELYVILLE | IN | PRIMARY | 39.49 | -87.26
47383 | STANDARD | SELMA | IN | PRIMARY | 40.18 | -85.27
46980 | PO BOX | SERVIA | IN | PRIMARY | 40.93 | -85.68
47274 | STANDARD | SEYMOUR | IN | PRIMARY | 38.95 | -85.88
46068 | STANDARD | SHARPSVILLE | IN | PRIMARY | 40.37 | -86.08
47879 | STANDARD | SHELBURN | IN | PRIMARY | 39.17 | -87.39
46377 | PO BOX | SHELBY | IN | PRIMARY | 41.19 | -87.34
46176 | STANDARD | SHELBYVILLE | IN | PRIMARY | 39.52 | -85.77
47880 | PO BOX | SHEPARDSVILLE | IN | PRIMARY | 39.6 | -87.41
46069 | STANDARD | SHERIDAN | IN | PRIMARY | 40.13 | -86.21
46565 | STANDARD | SHIPSHEWANA | IN | PRIMARY | 41.67 | -85.57
47384 | STANDARD | SHIRLEY | IN | PRIMARY | 39.89 | -85.57
47581 | STANDARD | SHOALS | IN | PRIMARY | 38.66 | -86.79
46982 | STANDARD | SILVER LAKE | IN | PRIMARY | 41.07 | -85.89
47458 | PO BOX | SMITHVILLE | IN | PRIMARY | 39.09 | -86.47
47459 | STANDARD | SOLSBERRY | IN | PRIMARY | 39.12 | -86.75
46984 | PO BOX | SOMERSET | IN | PRIMARY | 40.69 | -85.86
46601 | STANDARD | SOUTH BEND | IN | PRIMARY | 41.67 | -86.26
46613 | STANDARD | SOUTH BEND | IN | PRIMARY | 41.67 | -86.26
46614 | STANDARD | SOUTH BEND | IN | PRIMARY | 41.67 | -86.26
46615 | STANDARD | SOUTH BEND | IN | PRIMARY | 41.67 | -86.26
46616 | STANDARD | SOUTH BEND | IN | PRIMARY | 41.67 | -86.26
46617 | STANDARD | SOUTH BEND | IN | PRIMARY | 41.67 | -86.26
46619 | STANDARD | SOUTH BEND | IN | PRIMARY | 41.67 | -86.26
46624 | PO BOX | SOUTH BEND | IN | PRIMARY | 41.67 | -86.26
46626 | UNIQUE | SOUTH BEND | IN | PRIMARY | 41.67 | -86.26
46628 | STANDARD | SOUTH BEND | IN | PRIMARY | 41.67 | -86.26
46634 | PO BOX | SOUTH BEND | IN | PRIMARY | 41.67 | -86.26
46635 | STANDARD | SOUTH BEND | IN | PRIMARY | 41.67 | -86.26
46637 | STANDARD | SOUTH BEND | IN | PRIMARY | 41.67 | -86.26
46660 | PO BOX | SOUTH BEND | IN | PRIMARY | 41.67 | -86.26
46680 | PO BOX | SOUTH BEND | IN | PRIMARY | 41.67 | -86.26
46699 | UNIQUE | SOUTH BEND | IN | PRIMARY | 41.67 | -86.26
46786 | PO BOX | SOUTH MILFORD | IN | PRIMARY | 41.53 | -85.27
46787 | STANDARD | SOUTH WHITLEY | IN | PRIMARY | 41.08 | -85.62
47460 | STANDARD | SPENCER | IN | PRIMARY | 39.28 | -86.76
46788 | STANDARD | SPENCERVILLE | IN | PRIMARY | 41.27 | -84.92
47385 | STANDARD | SPICELAND | IN | PRIMARY | 39.83 | -85.43
47386 | STANDARD | SPRINGPORT | IN | PRIMARY | 40.04 | -85.39
47462 | STANDARD | SPRINGVILLE | IN | PRIMARY | 38.94 | -86.62
47584 | PO BOX | SPURGEON | IN | PRIMARY | 38.25 | -87.25
47463 | PO BOX | STANFORD | IN | PRIMARY | 39.1 | -86.6
46985 | STANDARD | STAR CITY | IN | PRIMARY | 40.95 | -86.52
47982 | PO BOX | STATE LINE | IN | PRIMARY | 40.17 | -87.47
47881 | PO BOX | STAUNTON | IN | PRIMARY | 39.48 | -87.18
47585 | STANDARD | STENDAL | IN | PRIMARY | 38.27 | -87.12
46180 | STANDARD | STILESVILLE | IN | PRIMARY | 39.63 | -86.63
47983 | PO BOX | STOCKWELL | IN | PRIMARY | 40.25 | -86.78
47387 | STANDARD | STRAUGHN | IN | PRIMARY | 39.8 | -85.29
46789 | PO BOX | STROH | IN | PRIMARY | 41.58 | -85.19
47882 | STANDARD | SULLIVAN | IN | PRIMARY | 39.09 | -87.4
47388 | PO BOX | SULPHUR SPRINGS | IN | PRIMARY | 40 | -85.44
46379 | PO BOX | SUMAVA RESORTS | IN | PRIMARY | 41.16 | -87.43
46070 | STANDARD | SUMMITVILLE | IN | PRIMARY | 40.33 | -85.64
46986 | STANDARD | SWAYZEE | IN | PRIMARY | 40.5 | -85.82
46987 | PO BOX | SWEETSER | IN | PRIMARY | 40.56 | -85.76
47465 | STANDARD | SWITZ CITY | IN | PRIMARY | 39.03 | -87.05
46567 | STANDARD | SYRACUSE | IN | PRIMARY | 41.42 | -85.74
47280 | PO BOX | TAYLORSVILLE | IN | PRIMARY | 39.29 | -85.94
47586 | STANDARD | TELL CITY | IN | PRIMARY | 37.94 | -86.75
47801 | PO BOX | TERRE HAUTE | IN | PRIMARY | 39.47 | -87.38
47802 | STANDARD | TERRE HAUTE | IN | PRIMARY | 39.47 | -87.38
47803 | STANDARD | TERRE HAUTE | IN | PRIMARY | 39.47 | -87.38
47804 | STANDARD | TERRE HAUTE | IN | PRIMARY | 39.47 | -87.38
47805 | STANDARD | TERRE HAUTE | IN | PRIMARY | 39.47 | -87.38
47807 | STANDARD | TERRE HAUTE | IN | PRIMARY | 39.47 | -87.38
47808 | PO BOX | TERRE HAUTE | IN | PRIMARY | 39.47 | -87.38
47809 | UNIQUE | TERRE HAUTE | IN | PRIMARY | 39.47 | -87.38
47811 | UNIQUE | TERRE HAUTE | IN | PRIMARY | 39.47 | -87.38
47812 | UNIQUE | TERRE HAUTE | IN | PRIMARY | 39.47 | -87.38
46381 | PO BOX | THAYER | IN | PRIMARY | 41.17 | -87.33
46071 | STANDARD | THORNTOWN | IN | PRIMARY | 40.12 | -86.61
46570 | STANDARD | TIPPECANOE | IN | PRIMARY | 41.22 | -86.1
46045 | PO BOX | GOLDSMITH | IN | PRIMARY | 40.26 | -86.18
46072 | STANDARD | TIPTON | IN | PRIMARY | 40.28 | -86.04
46571 | STANDARD | TOPEKA | IN | PRIMARY | 41.53 | -85.54
46181 | STANDARD | TRAFALGAR | IN | PRIMARY | 39.41 | -86.14
47588 | STANDARD | TROY | IN | PRIMARY | 38 | -86.81
47467 | PO BOX | TUNNELTON | IN | PRIMARY | 38.8 | -86.33
46988 | STANDARD | TWELVE MILE | IN | PRIMARY | 40.85 | -86.2
46572 | PO BOX | TYNER | IN | PRIMARY | 41.4 | -86.4
47390 | STANDARD | UNION CITY | IN | PRIMARY | 40.2 | -84.81
46791 | STANDARD | UNIONDALE | IN | PRIMARY | 40.82 | -85.24
46382 | STANDARD | UNION MILLS | IN | PRIMARY | 41.46 | -86.81
47468 | STANDARD | UNIONVILLE | IN | PRIMARY | 39.25 | -86.41
47884 | PO BOX | UNIVERSAL | IN | PRIMARY | 39.62 | -87.45
46989 | STANDARD | UPLAND | IN | PRIMARY | 40.46 | -85.51
46990 | STANDARD | URBANA | IN | PRIMARY | 40.89 | -85.71
47281 | STANDARD | VALLONIA | IN | PRIMARY | 38.8 | -86.05
46383 | STANDARD | VALPARAISO | IN | PRIMARY | 41.47 | -87.05
46384 | PO BOX | VALPARAISO | IN | PRIMARY | 41.47 | -87.05
46385 | STANDARD | VALPARAISO | IN | PRIMARY | 41.47 | -87.05
46991 | STANDARD | VAN BUREN | IN | PRIMARY | 40.61 | -85.5
47987 | STANDARD | VEEDERSBURG | IN | PRIMARY | 40.11 | -87.25
47590 | STANDARD | VELPEN | IN | PRIMARY | 38.37 | -87.1
47282 | PO BOX | VERNON | IN | PRIMARY | 38.98 | -85.61
47591 | STANDARD | VINCENNES | IN | PRIMARY | 38.67 | -87.51
46992 | STANDARD | WABASH | IN | PRIMARY | 40.79 | -85.82
46573 | STANDARD | WAKARUSA | IN | PRIMARY | 41.53 | -86.01
46182 | STANDARD | WALDRON | IN | PRIMARY | 39.48 | -85.66
46574 | STANDARD | WALKERTON | IN | PRIMARY | 41.46 | -86.48
46994 | STANDARD | WALTON | IN | PRIMARY | 40.66 | -86.24
46390 | STANDARD | WANATAH | IN | PRIMARY | 41.43 | -86.88
46792 | STANDARD | WARREN | IN | PRIMARY | 40.68 | -85.42
46580 | STANDARD | WARSAW | IN | PRIMARY | 41.23 | -85.85
46581 | PO BOX | WARSAW | IN | PRIMARY | 41.23 | -85.85
46582 | STANDARD | WARSAW | IN | PRIMARY | 41.23 | -85.85
47501 | STANDARD | WASHINGTON | IN | PRIMARY | 38.65 | -87.17
46793 | STANDARD | WATERLOO | IN | PRIMARY | 41.43 | -85.02
47989 | STANDARD | WAVELAND | IN | PRIMARY | 39.87 | -87.04
46794 | STANDARD | WAWAKA | IN | PRIMARY | 41.48 | -85.48
47990 | STANDARD | WAYNETOWN | IN | PRIMARY | 40.08 | -87.06
47392 | STANDARD | WEBSTER | IN | PRIMARY | 39.9 | -84.93
47469 | STANDARD | WEST BADEN SPRINGS | IN | PRIMARY | 38.56 | -86.61
46074 | STANDARD | WESTFIELD | IN | PRIMARY | 40.04 | -86.13
47991 | STANDARD | WEST LEBANON | IN | PRIMARY | 40.27 | -87.38
46995 | PO BOX | WEST MIDDLETON | IN | PRIMARY | 40.44 | -86.16
46183 | PO BOX | WEST NEWTON | IN | PRIMARY | 39.7 | -86.25
47596 | PO BOX | WESTPHALIA | IN | PRIMARY | 38.86 | -87.23
47992 | STANDARD | WESTPOINT | IN | PRIMARY | 40.36 | -87.06
47283 | STANDARD | WESTPORT | IN | PRIMARY | 39.17 | -85.57
47885 | STANDARD | WEST TERRE HAUTE | IN | PRIMARY | 39.46 | -87.44
46391 | STANDARD | WESTVILLE | IN | PRIMARY | 41.53 | -86.9
46380 | PO BOX | TEFFT | IN | PRIMARY | 41.19 | -86.96
46392 | STANDARD | WHEATFIELD | IN | PRIMARY | 41.19 | -87.05
47597 | STANDARD | WHEATLAND | IN | PRIMARY | 38.66 | -87.3
46393 | PO BOX | WHEELER | IN | PRIMARY | 41.51 | -87.18
46184 | STANDARD | WHITELAND | IN | PRIMARY | 39.55 | -86.08
46075 | STANDARD | WHITESTOWN | IN | PRIMARY | 39.99 | -86.34
46394 | STANDARD | WHITING | IN | PRIMARY | 41.67 | -87.48
46186 | STANDARD | WILKINSON | IN | PRIMARY | 39.88 | -85.6
47470 | STANDARD | WILLIAMS | IN | PRIMARY | 38.77 | -86.62
47393 | STANDARD | WILLIAMSBURG | IN | PRIMARY | 39.96 | -85
47993 | STANDARD | WILLIAMSPORT | IN | PRIMARY | 40.28 | -87.29
46996 | STANDARD | WINAMAC | IN | PRIMARY | 41.05 | -86.6
47394 | STANDARD | WINCHESTER | IN | PRIMARY | 40.17 | -84.97
46076 | STANDARD | WINDFALL | IN | PRIMARY | 40.36 | -85.95
47994 | STANDARD | WINGATE | IN | PRIMARY | 40.17 | -87.07
46590 | STANDARD | WINONA LAKE | IN | PRIMARY | 41.21 | -85.81
47598 | STANDARD | WINSLOW | IN | PRIMARY | 38.38 | -87.21
47995 | STANDARD | WOLCOTT | IN | PRIMARY | 40.75 | -87.04
46795 | STANDARD | WOLCOTTVILLE | IN | PRIMARY | 41.52 | -85.36
46796 | PO BOX | WOLFLAKE | IN | PRIMARY | 41.32 | -85.48
46797 | STANDARD | WOODBURN | IN | PRIMARY | 41.12 | -84.85
47471 | STANDARD | WORTHINGTON | IN | PRIMARY | 39.11 | -86.97
46595 | PO BOX | WYATT | IN | PRIMARY | 41.52 | -86.16
47997 | PO BOX | YEOMAN | IN | PRIMARY | 40.66 | -86.72
46798 | STANDARD | YODER | IN | PRIMARY | 40.93 | -85.2
47396 | STANDARD | YORKTOWN | IN | PRIMARY | 40.17 | -85.47
46998 | PO BOX | YOUNG AMERICA | IN | PRIMARY | 40.57 | -86.34
46799 | PO BOX | ZANESVILLE | IN | PRIMARY | 40.91 | -85.28
46077 | STANDARD | ZIONSVILLE | IN | PRIMARY | 39.95 | -86.27
49220 | STANDARD | ADDISON | MI | PRIMARY | 41.98 | -84.34
49221 | STANDARD | ADRIAN | MI | PRIMARY | 41.89 | -84.04
49224 | STANDARD | ALBION | MI | PRIMARY | 42.24 | -84.75
48001 | STANDARD | ALGONAC | MI | PRIMARY | 42.61 | -82.53
49227 | STANDARD | ALLEN | MI | PRIMARY | 41.95 | -84.76
48101 | STANDARD | ALLEN PARK | MI | PRIMARY | 42.25 | -83.21
48002 | STANDARD | ALLENTON | MI | PRIMARY | 42.92 | -82.88
48003 | STANDARD | ALMONT | MI | PRIMARY | 42.92 | -83.04
48004 | PO BOX | ANCHORVILLE | MI | PRIMARY | 42.69 | -82.69
48103 | STANDARD | ANN ARBOR | MI | PRIMARY | 42.27 | -83.73
48104 | STANDARD | ANN ARBOR | MI | PRIMARY | 42.27 | -83.73
48105 | STANDARD | ANN ARBOR | MI | PRIMARY | 42.27 | -83.73
48106 | PO BOX | ANN ARBOR | MI | PRIMARY | 42.27 | -83.73
48107 | PO BOX | ANN ARBOR | MI | PRIMARY | 42.27 | -83.73
48108 | STANDARD | ANN ARBOR | MI | PRIMARY | 42.27 | -83.73
48109 | STANDARD | ANN ARBOR | MI | PRIMARY | 42.27 | -83.73
48113 | PO BOX | ANN ARBOR | MI | PRIMARY | 42.27 | -83.73
48401 | STANDARD | APPLEGATE | MI | PRIMARY | 43.35 | -82.63
48410 | PO BOX | ARGYLE | MI | PRIMARY | 43.56 | -82.93
48005 | STANDARD | ARMADA | MI | PRIMARY | 42.84 | -82.88
48411 | PO BOX | ATLAS | MI | PRIMARY | 42.92 | -83.51
48412 | STANDARD | ATTICA | MI | PRIMARY | 43.03 | -83.16
48006 | STANDARD | AVOCA | MI | PRIMARY | 43.05 | -82.67
48413 | STANDARD | BAD AXE | MI | PRIMARY | 43.8 | -82.99
48414 | STANDARD | BANCROFT | MI | PRIMARY | 42.87 | -84.06
48111 | STANDARD | BELLEVILLE | MI | PRIMARY | 42.2 | -83.48
48112 | PO BOX | BELLEVILLE | MI | PRIMARY | 42.2 | -83.48
48415 | STANDARD | BIRCH RUN | MI | PRIMARY | 43.25 | -83.79
48009 | STANDARD | BIRMINGHAM | MI | PRIMARY | 42.54 | -83.21
48012 | PO BOX | BIRMINGHAM | MI | PRIMARY | 42.54 | -83.21
49228 | STANDARD | BLISSFIELD | MI | PRIMARY | 41.83 | -83.86
48301 | STANDARD | BLOOMFIELD HILLS | MI | PRIMARY | 42.57 | -83.24
48302 | STANDARD | BLOOMFIELD HILLS | MI | PRIMARY | 42.57 | -83.24
48303 | PO BOX | BLOOMFIELD HILLS | MI | PRIMARY | 42.57 | -83.24
48304 | STANDARD | BLOOMFIELD HILLS | MI | PRIMARY | 42.57 | -83.24
48114 | STANDARD | BRIGHTON | MI | PRIMARY | 42.53 | -83.78
48116 | STANDARD | BRIGHTON | MI | PRIMARY | 42.53 | -83.78
49229 | STANDARD | BRITTON | MI | PRIMARY | 41.98 | -83.83
49230 | STANDARD | BROOKLYN | MI | PRIMARY | 42.1 | -84.24
48416 | STANDARD | BROWN CITY | MI | PRIMARY | 43.21 | -82.98
48417 | STANDARD | BURT | MI | PRIMARY | 43.23 | -83.9
48418 | STANDARD | BYRON | MI | PRIMARY | 42.82 | -83.94
49232 | STANDARD | CAMDEN | MI | PRIMARY | 41.75 | -84.75
48014 | STANDARD | CAPAC | MI | PRIMARY | 43.01 | -82.92
48117 | STANDARD | CARLETON | MI | PRIMARY | 42.05 | -83.38
48419 | STANDARD | CARSONVILLE | MI | PRIMARY | 43.42 | -82.67
49233 | STANDARD | CEMENT CITY | MI | PRIMARY | 42.06 | -84.32
49281 | PO BOX | SOMERSET | MI | PRIMARY | 42.03 | -84.38
48015 | STANDARD | CENTER LINE | MI | PRIMARY | 42.48 | -83.02
48118 | STANDARD | CHELSEA | MI | PRIMARY | 42.31 | -84.02
49234 | STANDARD | CLARKLAKE | MI | PRIMARY | 42.12 | -84.36
48346 | STANDARD | CLARKSTON | MI | PRIMARY | 42.73 | -83.42
48347 | PO BOX | CLARKSTON | MI | PRIMARY | 42.73 | -83.42
48348 | STANDARD | CLARKSTON | MI | PRIMARY | 42.73 | -83.42
48017 | STANDARD | CLAWSON | MI | PRIMARY | 42.53 | -83.15
49235 | STANDARD | CLAYTON | MI | PRIMARY | 41.86 | -84.23
49236 | STANDARD | CLINTON | MI | PRIMARY | 42.06 | -83.97
48420 | STANDARD | CLIO | MI | PRIMARY | 43.17 | -83.73
48421 | STANDARD | COLUMBIAVILLE | MI | PRIMARY | 43.15 | -83.4
49237 | STANDARD | CONCORD | MI | PRIMARY | 42.17 | -84.64
48422 | STANDARD | CROSWELL | MI | PRIMARY | 43.27 | -82.61
48350 | STANDARD | DAVISBURG | MI | PRIMARY | 42.75 | -83.54
48423 | STANDARD | DAVISON | MI | PRIMARY | 43.03 | -83.51
48120 | STANDARD | DEARBORN | MI | PRIMARY | 42.31 | -83.21
48121 | PO BOX | DEARBORN | MI | PRIMARY | 42.31 | -83.21
48122 | STANDARD | MELVINDALE | MI | PRIMARY | 42.28 | -83.17
48123 | PO BOX | DEARBORN | MI | PRIMARY | 42.31 | -83.21
48124 | STANDARD | DEARBORN | MI | PRIMARY | 42.31 | -83.21
48126 | STANDARD | DEARBORN | MI | PRIMARY | 42.31 | -83.21
48128 | STANDARD | DEARBORN | MI | PRIMARY | 42.31 | -83.21
48125 | STANDARD | DEARBORN HEIGHTS | MI | PRIMARY | 42.32 | -83.27
48127 | STANDARD | DEARBORN HEIGHTS | MI | PRIMARY | 42.32 | -83.27
48426 | STANDARD | DECKER | MI | PRIMARY | 43.45 | -83.04
48427 | STANDARD | DECKERVILLE | MI | PRIMARY | 43.52 | -82.74
49238 | STANDARD | DEERFIELD | MI | PRIMARY | 41.89 | -83.77
48201 | STANDARD | DETROIT | MI | PRIMARY | 42.38 | -83.1
48202 | STANDARD | DETROIT | MI | PRIMARY | 42.38 | -83.1
48203 | STANDARD | HIGHLAND PARK | MI | PRIMARY | 42.4 | -83.09
48204 | STANDARD | DETROIT | MI | PRIMARY | 42.38 | -83.1
48205 | STANDARD | DETROIT | MI | PRIMARY | 42.38 | -83.1
48206 | STANDARD | DETROIT | MI | PRIMARY | 42.38 | -83.1
48207 | STANDARD | DETROIT | MI | PRIMARY | 42.38 | -83.1
48208 | STANDARD | DETROIT | MI | PRIMARY | 42.38 | -83.1
48209 | STANDARD | DETROIT | MI | PRIMARY | 42.38 | -83.1
48210 | STANDARD | DETROIT | MI | PRIMARY | 42.38 | -83.1
48211 | STANDARD | DETROIT | MI | PRIMARY | 42.38 | -83.1
48212 | STANDARD | HAMTRAMCK | MI | PRIMARY | 42.39 | -83.05
48213 | STANDARD | DETROIT | MI | PRIMARY | 42.38 | -83.1
48214 | STANDARD | DETROIT | MI | PRIMARY | 42.38 | -83.1
48215 | STANDARD | DETROIT | MI | PRIMARY | 42.38 | -83.1
48216 | STANDARD | DETROIT | MI | PRIMARY | 42.38 | -83.1
48217 | STANDARD | DETROIT | MI | PRIMARY | 42.38 | -83.1
48218 | STANDARD | RIVER ROUGE | MI | PRIMARY | 42.27 | -83.13
48219 | STANDARD | DETROIT | MI | PRIMARY | 42.38 | -83.1
48220 | STANDARD | FERNDALE | MI | PRIMARY | 42.45 | -83.13
48221 | STANDARD | DETROIT | MI | PRIMARY | 42.38 | -83.1
48222 | UNIQUE | DETROIT | MI | PRIMARY | 42.38 | -83.1
48223 | STANDARD | DETROIT | MI | PRIMARY | 42.38 | -83.1
48224 | STANDARD | DETROIT | MI | PRIMARY | 42.38 | -83.1
48225 | STANDARD | HARPER WOODS | MI | PRIMARY | 42.43 | -82.92
48226 | STANDARD | DETROIT | MI | PRIMARY | 42.38 | -83.1
48227 | STANDARD | DETROIT | MI | PRIMARY | 42.38 | -83.1
48228 | STANDARD | DETROIT | MI | PRIMARY | 42.38 | -83.1
48229 | STANDARD | ECORSE | MI | PRIMARY | 42.24 | -83.14
48230 | STANDARD | GROSSE POINTE | MI | PRIMARY | 42.38 | -82.91
48231 | PO BOX | DETROIT | MI | PRIMARY | 42.38 | -83.1
48232 | PO BOX | DETROIT | MI | PRIMARY | 42.38 | -83.1
48233 | STANDARD | DETROIT | MI | PRIMARY | 42.38 | -83.1
48234 | STANDARD | DETROIT | MI | PRIMARY | 42.38 | -83.1
48235 | STANDARD | DETROIT | MI | PRIMARY | 42.38 | -83.1
48236 | STANDARD | GROSSE POINTE | MI | PRIMARY | 42.38 | -82.91
48237 | STANDARD | OAK PARK | MI | PRIMARY | 42.46 | -83.18
48238 | STANDARD | DETROIT | MI | PRIMARY | 42.38 | -83.1
48239 | STANDARD | REDFORD | MI | PRIMARY | 42.39 | -83.29
48240 | STANDARD | REDFORD | MI | PRIMARY | 42.39 | -83.29
48242 | STANDARD | DETROIT | MI | PRIMARY | 42.38 | -83.1
48243 | STANDARD | DETROIT | MI | PRIMARY | 42.38 | -83.1
48244 | PO BOX | DETROIT | MI | PRIMARY | 42.38 | -83.1
48255 | UNIQUE | DETROIT | MI | PRIMARY | 42.38 | -83.1
48260 | UNIQUE | DETROIT | MI | PRIMARY | 42.38 | -83.1
48264 | UNIQUE | DETROIT | MI | PRIMARY | 42.38 | -83.1
48265 | UNIQUE | DETROIT | MI | PRIMARY | 42.38 | -83.1
48266 | UNIQUE | DETROIT | MI | PRIMARY | 42.38 | -83.1
48267 | UNIQUE | DETROIT | MI | PRIMARY | 42.38 | -83.1
48268 | UNIQUE | DETROIT | MI | PRIMARY | 42.38 | -83.1
48269 | UNIQUE | DETROIT | MI | PRIMARY | 42.38 | -83.1
48272 | UNIQUE | DETROIT | MI | PRIMARY | 42.38 | -83.1
48275 | UNIQUE | DETROIT | MI | PRIMARY | 42.38 | -83.1
48277 | UNIQUE | DETROIT | MI | PRIMARY | 42.38 | -83.1
48278 | UNIQUE | DETROIT | MI | PRIMARY | 42.38 | -83.1
48279 | UNIQUE | DETROIT | MI | PRIMARY | 42.38 | -83.1
48288 | UNIQUE | DETROIT | MI | PRIMARY | 42.38 | -83.1
48130 | STANDARD | DEXTER | MI | PRIMARY | 42.33 | -83.87
48428 | STANDARD | DRYDEN | MI | PRIMARY | 42.94 | -83.12
48131 | STANDARD | DUNDEE | MI | PRIMARY | 41.95 | -83.66
48429 | STANDARD | DURAND | MI | PRIMARY | 42.91 | -83.98
48021 | STANDARD | EASTPOINTE | MI | PRIMARY | 42.46 | -82.94
48022 | STANDARD | EMMETT | MI | PRIMARY | 42.99 | -82.76
48023 | STANDARD | FAIR HAVEN | MI | PRIMARY | 42.67 | -82.64
48331 | STANDARD | FARMINGTON | MI | PRIMARY | 42.46 | -83.37
48332 | PO BOX | FARMINGTON | MI | PRIMARY | 42.46 | -83.37
48333 | PO BOX | FARMINGTON | MI | PRIMARY | 42.46 | -83.37
48334 | STANDARD | FARMINGTON | MI | PRIMARY | 42.46 | -83.37
48335 | STANDARD | FARMINGTON | MI | PRIMARY | 42.46 | -83.37
48336 | STANDARD | FARMINGTON | MI | PRIMARY | 42.46 | -83.37
48430 | STANDARD | FENTON | MI | PRIMARY | 42.8 | -83.71
48134 | STANDARD | FLAT ROCK | MI | PRIMARY | 42.1 | -83.27
48501 | PO BOX | FLINT | MI | PRIMARY | 43.02 | -83.69
48502 | STANDARD | FLINT | MI | PRIMARY | 43.02 | -83.69
48503 | STANDARD | FLINT | MI | PRIMARY | 43.02 | -83.69
48504 | STANDARD | FLINT | MI | PRIMARY | 43.02 | -83.69
48505 | STANDARD | FLINT | MI | PRIMARY | 43.02 | -83.69
48506 | STANDARD | FLINT | MI | PRIMARY | 43.02 | -83.69
48507 | STANDARD | FLINT | MI | PRIMARY | 43.02 | -83.69
48509 | STANDARD | BURTON | MI | PRIMARY | 42.99 | -83.61
48519 | STANDARD | BURTON | MI | PRIMARY | 42.99 | -83.61
48529 | STANDARD | BURTON | MI | PRIMARY | 42.99 | -83.61
48531 | PO BOX | FLINT | MI | PRIMARY | 43.02 | -83.69
48532 | STANDARD | FLINT | MI | PRIMARY | 43.02 | -83.69
48550 | UNIQUE | FLINT | MI | PRIMARY | 43.02 | -83.69
48551 | UNIQUE | FLINT | MI | PRIMARY | 43.02 | -83.69
48552 | UNIQUE | FLINT | MI | PRIMARY | 43.02 | -83.69
48553 | UNIQUE | FLINT | MI | PRIMARY | 43.02 | -83.69
48554 | UNIQUE | FLINT | MI | PRIMARY | 43.02 | -83.69
48555 | UNIQUE | FLINT | MI | PRIMARY | 43.02 | -83.69
48556 | UNIQUE | FLINT | MI | PRIMARY | 43.02 | -83.69
48557 | UNIQUE | FLINT | MI | PRIMARY | 43.02 | -83.69
48433 | STANDARD | FLUSHING | MI | PRIMARY | 43.06 | -83.84
48434 | PO BOX | FORESTVILLE | MI | PRIMARY | 43.66 | -82.61
48435 | STANDARD | FOSTORIA | MI | PRIMARY | 43.25 | -83.37
48026 | STANDARD | FRASER | MI | PRIMARY | 42.53 | -82.94
49239 | PO BOX | FRONTIER | MI | PRIMARY | 41.79 | -84.62
48436 | STANDARD | GAINES | MI | PRIMARY | 42.87 | -83.91
48135 | STANDARD | GARDEN CITY | MI | PRIMARY | 42.32 | -83.34
48136 | PO BOX | GARDEN CITY | MI | PRIMARY | 42.32 | -83.34
48437 | PO BOX | GENESEE | MI | PRIMARY | 43.11 | -83.61
48027 | STANDARD | GOODELLS | MI | PRIMARY | 42.93 | -82.66
48438 | STANDARD | GOODRICH | MI | PRIMARY | 42.91 | -83.5
48439 | STANDARD | GRAND BLANC | MI | PRIMARY | 42.92 | -83.61
48480 | STANDARD | GRAND BLANC | MI | PRIMARY | 42.92 | -83.63
49240 | STANDARD | GRASS LAKE | MI | PRIMARY | 42.25 | -84.2
48137 | STANDARD | GREGORY | MI | PRIMARY | 42.45 | -84.08
48138 | STANDARD | GROSSE ILE | MI | PRIMARY | 42.12 | -83.14
48440 | PO BOX | HADLEY | MI | PRIMARY | 42.95 | -83.4
48139 | PO BOX | HAMBURG | MI | PRIMARY | 42.45 | -83.79
49241 | STANDARD | HANOVER | MI | PRIMARY | 42.1 | -84.55
48441 | STANDARD | HARBOR BEACH | MI | PRIMARY | 43.84 | -82.65
48028 | STANDARD | HARSENS ISLAND | MI | PRIMARY | 42.59 | -82.57
48353 | STANDARD | HARTLAND | MI | PRIMARY | 42.65 | -83.75
48030 | STANDARD | HAZEL PARK | MI | PRIMARY | 42.46 | -83.09
48356 | STANDARD | HIGHLAND | MI | PRIMARY | 42.63 | -83.61
48357 | STANDARD | HIGHLAND | MI | PRIMARY | 42.63 | -83.61
49242 | STANDARD | HILLSDALE | MI | PRIMARY | 41.92 | -84.63
48442 | STANDARD | HOLLY | MI | PRIMARY | 42.79 | -83.62
49245 | STANDARD | HOMER | MI | PRIMARY | 42.14 | -84.81
49246 | STANDARD | HORTON | MI | PRIMARY | 42.15 | -84.51
49247 | STANDARD | HUDSON | MI | PRIMARY | 41.85 | -84.34
48140 | STANDARD | IDA | MI | PRIMARY | 41.91 | -83.57
48444 | STANDARD | IMLAY CITY | MI | PRIMARY | 43.01 | -83.07
48141 | STANDARD | INKSTER | MI | PRIMARY | 42.29 | -83.31
49201 | STANDARD | JACKSON | MI | PRIMARY | 42.24 | -84.4
49202 | STANDARD | JACKSON | MI | PRIMARY | 42.24 | -84.4
49203 | STANDARD | JACKSON | MI | PRIMARY | 42.24 | -84.4
49204 | PO BOX | JACKSON | MI | PRIMARY | 42.24 | -84.4
49248 | STANDARD | JASPER | MI | PRIMARY | 41.74 | -83.94
48032 | STANDARD | JEDDO | MI | PRIMARY | 43.15 | -82.58
49249 | STANDARD | JEROME | MI | PRIMARY | 42.03 | -84.45
49250 | STANDARD | JONESVILLE | MI | PRIMARY | 41.98 | -84.66
48320 | STANDARD | KEEGO HARBOR | MI | PRIMARY | 42.6 | -83.34
48432 | STANDARD | FILION | MI | PRIMARY | 43.9 | -82.96
48445 | STANDARD | KINDE | MI | PRIMARY | 43.93 | -82.99
48143 | PO BOX | LAKELAND | MI | PRIMARY | 42.46 | -83.85
48359 | STANDARD | LAKE ORION | MI | PRIMARY | 42.78 | -83.24
48360 | STANDARD | LAKE ORION | MI | PRIMARY | 42.78 | -83.24
48361 | PO BOX | LAKE ORION | MI | PRIMARY | 42.78 | -83.24
48362 | STANDARD | LAKE ORION | MI | PRIMARY | 42.78 | -83.24
48366 | PO BOX | LAKEVILLE | MI | PRIMARY | 42.81 | -83.14
48144 | STANDARD | LAMBERTVILLE | MI | PRIMARY | 41.74 | -83.62
48446 | STANDARD | LAPEER | MI | PRIMARY | 43.04 | -83.32
48449 | STANDARD | LENNON | MI | PRIMARY | 42.98 | -83.93
48367 | STANDARD | LEONARD | MI | PRIMARY | 42.86 | -83.14
49251 | STANDARD | LESLIE | MI | PRIMARY | 42.45 | -84.43
48450 | STANDARD | LEXINGTON | MI | PRIMARY | 43.26 | -82.53
48146 | STANDARD | LINCOLN PARK | MI | PRIMARY | 42.24 | -83.18
48451 | STANDARD | LINDEN | MI | PRIMARY | 42.81 | -83.78
49252 | STANDARD | LITCHFIELD | MI | PRIMARY | 42.04 | -84.75
48150 | STANDARD | LIVONIA | MI | PRIMARY | 42.39 | -83.37
48151 | PO BOX | LIVONIA | MI | PRIMARY | 42.39 | -83.37
48152 | STANDARD | LIVONIA | MI | PRIMARY | 42.39 | -83.37
48153 | PO BOX | LIVONIA | MI | PRIMARY | 42.39 | -83.37
48154 | STANDARD | LIVONIA | MI | PRIMARY | 42.39 | -83.37
48158 | STANDARD | MANCHESTER | MI | PRIMARY | 42.14 | -84.03
49253 | STANDARD | MANITOU BEACH | MI | PRIMARY | 41.95 | -84.26
48039 | STANDARD | MARINE CITY | MI | PRIMARY | 42.71 | -82.49
48453 | STANDARD | MARLETTE | MI | PRIMARY | 43.32 | -83.08
48040 | STANDARD | MARYSVILLE | MI | PRIMARY | 42.91 | -82.47
48454 | STANDARD | MELVIN | MI | PRIMARY | 43.18 | -82.86
48041 | STANDARD | MEMPHIS | MI | PRIMARY | 42.89 | -82.76
48455 | STANDARD | METAMORA | MI | PRIMARY | 42.94 | -83.29
49254 | STANDARD | MICHIGAN CENTER | MI | PRIMARY | 42.22 | -84.32
48160 | STANDARD | MILAN | MI | PRIMARY | 42.08 | -83.68
48380 | STANDARD | MILFORD | MI | PRIMARY | 42.58 | -83.6
48381 | STANDARD | MILFORD | MI | PRIMARY | 42.58 | -83.6
48456 | STANDARD | MINDEN CITY | MI | PRIMARY | 43.67 | -82.77
48465 | STANDARD | PALMS | MI | PRIMARY | 43.62 | -82.73
48110 | PO BOX | AZALIA | MI | PRIMARY | 42.01 | -83.66
48133 | STANDARD | ERIE | MI | PRIMARY | 41.79 | -83.49
48145 | STANDARD | LA SALLE | MI | PRIMARY | 41.86 | -83.45
48157 | STANDARD | LUNA PIER | MI | PRIMARY | 41.8 | -83.44
48159 | STANDARD | MAYBEE | MI | PRIMARY | 42 | -83.51
48161 | STANDARD | MONROE | MI | PRIMARY | 41.91 | -83.38
48162 | STANDARD | MONROE | MI | PRIMARY | 41.91 | -83.38
48166 | STANDARD | NEWPORT | MI | PRIMARY | 42 | -83.3
49255 | STANDARD | MONTGOMERY | MI | PRIMARY | 41.77 | -84.8
48457 | STANDARD | MONTROSE | MI | PRIMARY | 43.17 | -83.89
49256 | STANDARD | MORENCI | MI | PRIMARY | 41.72 | -84.21
49257 | PO BOX | MOSCOW | MI | PRIMARY | 42.02 | -84.55
49258 | PO BOX | MOSHERVILLE | MI | PRIMARY | 42.05 | -84.66
48035 | STANDARD | CLINTON TOWNSHIP | MI | PRIMARY | 42.58 | -82.91
48036 | STANDARD | CLINTON TOWNSHIP | MI | PRIMARY | 42.58 | -82.91
48038 | STANDARD | CLINTON TOWNSHIP | MI | PRIMARY | 42.58 | -82.91
48042 | STANDARD | MACOMB | MI | PRIMARY | 42.66 | -82.91
48043 | STANDARD | MOUNT CLEMENS | MI | PRIMARY | 42.59 | -82.88
48044 | STANDARD | MACOMB | MI | PRIMARY | 42.66 | -82.91
48045 | STANDARD | HARRISON TOWNSHIP | MI | PRIMARY | 42.58 | -82.81
48046 | PO BOX | MOUNT CLEMENS | MI | PRIMARY | 42.59 | -82.88
48458 | STANDARD | MOUNT MORRIS | MI | PRIMARY | 43.11 | -83.69
49259 | STANDARD | MUNITH | MI | PRIMARY | 42.39 | -84.25
49261 | PO BOX | NAPOLEON | MI | PRIMARY | 42.16 | -84.24
48047 | STANDARD | NEW BALTIMORE | MI | PRIMARY | 42.68 | -82.73
48051 | STANDARD | NEW BALTIMORE | MI | PRIMARY | 42.68 | -82.73
48164 | STANDARD | NEW BOSTON | MI | PRIMARY | 42.14 | -83.36
48048 | STANDARD | NEW HAVEN | MI | PRIMARY | 42.73 | -82.79
48050 | STANDARD | NEW HAVEN | MI | PRIMARY | 42.73 | -82.79
48165 | STANDARD | NEW HUDSON | MI | PRIMARY | 42.5 | -83.61
48460 | STANDARD | NEW LOTHROP | MI | PRIMARY | 43.11 | -83.96
49262 | STANDARD | NORTH ADAMS | MI | PRIMARY | 41.97 | -84.52
48461 | STANDARD | NORTH BRANCH | MI | PRIMARY | 43.22 | -83.19
48049 | STANDARD | NORTH STREET | MI | PRIMARY | 43.03 | -82.56
48167 | STANDARD | NORTHVILLE | MI | PRIMARY | 42.43 | -83.48
48168 | STANDARD | NORTHVILLE | MI | PRIMARY | 42.4 | -83.6
48175 | PO BOX | SALEM | MI | PRIMARY | 42.4 | -83.58
49263 | PO BOX | NORVELL | MI | PRIMARY | 42.15 | -84.18
48374 | STANDARD | NOVI | MI | PRIMARY | 42.47 | -83.49
48375 | STANDARD | NOVI | MI | PRIMARY | 42.47 | -83.49
48376 | PO BOX | NOVI | MI | PRIMARY | 42.47 | -83.49
48377 | STANDARD | NOVI | MI | PRIMARY | 42.47 | -83.49
49264 | STANDARD | ONONDAGA | MI | PRIMARY | 42.44 | -84.56
49265 | STANDARD | ONSTED | MI | PRIMARY | 42 | -84.19
48462 | STANDARD | ORTONVILLE | MI | PRIMARY | 42.85 | -83.44
49266 | STANDARD | OSSEO | MI | PRIMARY | 41.82 | -84.53
48463 | STANDARD | OTISVILLE | MI | PRIMARY | 43.16 | -83.52
49267 | STANDARD | OTTAWA LAKE | MI | PRIMARY | 41.76 | -83.74
48464 | STANDARD | OTTER LAKE | MI | PRIMARY | 43.21 | -83.46
48370 | STANDARD | OXFORD | MI | PRIMARY | 42.82 | -83.25
48371 | STANDARD | OXFORD | MI | PRIMARY | 42.82 | -83.25
49268 | STANDARD | PALMYRA | MI | PRIMARY | 41.87 | -83.94
49269 | STANDARD | PARMA | MI | PRIMARY | 42.25 | -84.59
48466 | STANDARD | PECK | MI | PRIMARY | 43.25 | -82.81
49270 | STANDARD | PETERSBURG | MI | PRIMARY | 41.89 | -83.71
48169 | STANDARD | PINCKNEY | MI | PRIMARY | 42.45 | -83.94
49271 | STANDARD | PITTSFORD | MI | PRIMARY | 41.9 | -84.43
49272 | STANDARD | PLEASANT LAKE | MI | PRIMARY | 42.39 | -84.34
48170 | STANDARD | PLYMOUTH | MI | PRIMARY | 42.37 | -83.46
48321 | PO BOX | AUBURN HILLS | MI | PRIMARY | 42.67 | -83.24
48322 | STANDARD | WEST BLOOMFIELD | MI | PRIMARY | 42.56 | -83.38
48323 | STANDARD | WEST BLOOMFIELD | MI | PRIMARY | 42.56 | -83.38
48324 | STANDARD | WEST BLOOMFIELD | MI | PRIMARY | 42.56 | -83.38
48325 | PO BOX | WEST BLOOMFIELD | MI | PRIMARY | 42.56 | -83.38
48326 | STANDARD | AUBURN HILLS | MI | PRIMARY | 42.67 | -83.24
48340 | STANDARD | PONTIAC | MI | PRIMARY | 42.64 | -83.28
48341 | STANDARD | PONTIAC | MI | PRIMARY | 42.64 | -83.28
48342 | STANDARD | PONTIAC | MI | PRIMARY | 42.64 | -83.28
48343 | PO BOX | PONTIAC | MI | PRIMARY | 42.64 | -83.28
48467 | STANDARD | PORT AUSTIN | MI | PRIMARY | 44.04 | -82.99
48468 | STANDARD | PORT HOPE | MI | PRIMARY | 43.93 | -82.71
48059 | STANDARD | FORT GRATIOT | MI | PRIMARY | 43.07 | -82.49
48060 | STANDARD | PORT HURON | MI | PRIMARY | 42.97 | -82.42
48061 | PO BOX | PORT HURON | MI | PRIMARY | 42.97 | -82.42
48469 | STANDARD | PORT SANILAC | MI | PRIMARY | 43.43 | -82.54
49274 | STANDARD | READING | MI | PRIMARY | 41.83 | -84.74
48062 | STANDARD | RICHMOND | MI | PRIMARY | 42.8 | -82.75
48063 | STANDARD | COLUMBUS | MI | PRIMARY | 42.85 | -82.68
48064 | STANDARD | CASCO | MI | PRIMARY | 42.76 | -82.67
49276 | STANDARD | RIGA | MI | PRIMARY | 41.78 | -83.79
49277 | STANDARD | RIVES JUNCTION | MI | PRIMARY | 42.38 | -84.46
48306 | STANDARD | ROCHESTER | MI | PRIMARY | 42.68 | -83.12
48307 | STANDARD | ROCHESTER | MI | PRIMARY | 42.68 | -83.12
48308 | PO BOX | ROCHESTER | MI | PRIMARY | 42.68 | -83.12
48309 | STANDARD | ROCHESTER | MI | PRIMARY | 42.68 | -83.12
48363 | STANDARD | OAKLAND | MI | PRIMARY | 42.77 | -83.16
48173 | STANDARD | ROCKWOOD | MI | PRIMARY | 42.07 | -83.24
48065 | STANDARD | ROMEO | MI | PRIMARY | 42.8 | -83
48096 | STANDARD | RAY | MI | PRIMARY | 42.78 | -82.93
48174 | STANDARD | ROMULUS | MI | PRIMARY | 42.22 | -83.36
48066 | STANDARD | ROSEVILLE | MI | PRIMARY | 42.5 | -82.93
48067 | STANDARD | ROYAL OAK | MI | PRIMARY | 42.5 | -83.15
48068 | PO BOX | ROYAL OAK | MI | PRIMARY | 42.5 | -83.15
48069 | STANDARD | PLEASANT RIDGE | MI | PRIMARY | 42.47 | -83.14
48070 | STANDARD | HUNTINGTON WOODS | MI | PRIMARY | 42.48 | -83.16
48071 | STANDARD | MADISON HEIGHTS | MI | PRIMARY | 42.5 | -83.1
48072 | STANDARD | BERKLEY | MI | PRIMARY | 42.49 | -83.18
48073 | STANDARD | ROYAL OAK | MI | PRIMARY | 42.5 | -83.15
48470 | STANDARD | RUTH | MI | PRIMARY | 43.74 | -82.75
48115 | PO BOX | BRIDGEWATER | MI | PRIMARY | 42.16 | -83.89
48176 | STANDARD | SALINE | MI | PRIMARY | 42.17 | -83.78
48177 | PO BOX | SAMARIA | MI | PRIMARY | 41.8 | -83.57
49279 | STANDARD | SAND CREEK | MI | PRIMARY | 41.76 | -84.07
48471 | STANDARD | SANDUSKY | MI | PRIMARY | 43.42 | -82.83
48074 | STANDARD | SMITHS CREEK | MI | PRIMARY | 42.91 | -82.6
48472 | STANDARD | SNOVER | MI | PRIMARY | 43.5 | -82.97
49282 | STANDARD | SOMERSET CENTER | MI | PRIMARY | 42.05 | -84.42
48025 | STANDARD | FRANKLIN | MI | PRIMARY | 42.51 | -83.3
48033 | STANDARD | SOUTHFIELD | MI | PRIMARY | 42.46 | -83.28
48034 | STANDARD | SOUTHFIELD | MI | PRIMARY | 42.47 | -83.25
48037 | PO BOX | SOUTHFIELD | MI | PRIMARY | 42.47 | -83.25
48075 | STANDARD | SOUTHFIELD | MI | PRIMARY | 42.47 | -83.25
48076 | STANDARD | SOUTHFIELD | MI | PRIMARY | 42.47 | -83.25
48086 | PO BOX | SOUTHFIELD | MI | PRIMARY | 42.47 | -83.25
48178 | STANDARD | SOUTH LYON | MI | PRIMARY | 42.46 | -83.65
48179 | STANDARD | SOUTH ROCKWOOD | MI | PRIMARY | 42.06 | -83.26
49283 | STANDARD | SPRING ARBOR | MI | PRIMARY | 42.2 | -84.55
49284 | STANDARD | SPRINGPORT | MI | PRIMARY | 42.37 | -84.69
48054 | STANDARD | EAST CHINA | MI | PRIMARY | 42.77 | -82.53
48079 | STANDARD | SAINT CLAIR | MI | PRIMARY | 42.82 | -82.49
48080 | STANDARD | SAINT CLAIR SHORES | MI | PRIMARY | 42.49 | -82.89
48081 | STANDARD | SAINT CLAIR SHORES | MI | PRIMARY | 42.49 | -82.89
48082 | STANDARD | SAINT CLAIR SHORES | MI | PRIMARY | 42.49 | -82.89
49285 | STANDARD | STOCKBRIDGE | MI | PRIMARY | 42.45 | -84.17
48473 | STANDARD | SWARTZ CREEK | MI | PRIMARY | 42.96 | -83.82
48180 | STANDARD | TAYLOR | MI | PRIMARY | 42.22 | -83.26
49286 | STANDARD | TECUMSEH | MI | PRIMARY | 42 | -83.94
48182 | STANDARD | TEMPERANCE | MI | PRIMARY | 41.76 | -83.57
49287 | STANDARD | TIPTON | MI | PRIMARY | 42.01 | -84.06
48183 | STANDARD | TRENTON | MI | PRIMARY | 42.13 | -83.22
48007 | PO BOX | TROY | MI | PRIMARY | 42.58 | -83.14
48083 | STANDARD | TROY | MI | PRIMARY | 42.58 | -83.14
48084 | STANDARD | TROY | MI | PRIMARY | 42.58 | -83.14
48085 | STANDARD | TROY | MI | PRIMARY | 42.58 | -83.14
48098 | STANDARD | TROY | MI | PRIMARY | 42.58 | -83.14
48099 | PO BOX | TROY | MI | PRIMARY | 42.58 | -83.14
48475 | STANDARD | UBLY | MI | PRIMARY | 43.71 | -82.93
48387 | PO BOX | UNION LAKE | MI | PRIMARY | 42.61 | -83.44
48310 | STANDARD | STERLING HEIGHTS | MI | PRIMARY | 42.58 | -83.03
48311 | PO BOX | STERLING HEIGHTS | MI | PRIMARY | 42.58 | -83.03
48312 | STANDARD | STERLING HEIGHTS | MI | PRIMARY | 42.58 | -83.03
48313 | STANDARD | STERLING HEIGHTS | MI | PRIMARY | 42.58 | -83.03
48314 | STANDARD | STERLING HEIGHTS | MI | PRIMARY | 42.58 | -83.03
48315 | STANDARD | UTICA | MI | PRIMARY | 42.62 | -83.02
48316 | STANDARD | UTICA | MI | PRIMARY | 42.62 | -83.02
48317 | STANDARD | UTICA | MI | PRIMARY | 42.62 | -83.02
48318 | PO BOX | UTICA | MI | PRIMARY | 42.62 | -83.02
48476 | PO BOX | VERNON | MI | PRIMARY | 42.93 | -84.02
49288 | STANDARD | WALDRON | MI | PRIMARY | 41.72 | -84.41
48382 | STANDARD | COMMERCE TOWNSHIP | MI | PRIMARY | 42.59 | -83.5
48390 | STANDARD | WALLED LAKE | MI | PRIMARY | 42.53 | -83.47
48391 | PO BOX | WALLED LAKE | MI | PRIMARY | 42.53 | -83.47
48088 | STANDARD | WARREN | MI | PRIMARY | 42.49 | -83.02
48089 | STANDARD | WARREN | MI | PRIMARY | 42.49 | -83.02
48090 | PO BOX | WARREN | MI | PRIMARY | 42.49 | -83.02
48091 | STANDARD | WARREN | MI | PRIMARY | 42.49 | -83.02
48092 | STANDARD | WARREN | MI | PRIMARY | 42.49 | -83.02
48093 | STANDARD | WARREN | MI | PRIMARY | 42.49 | -83.02
48397 | UNIQUE | WARREN | MI | PRIMARY | 42.49 | -83.02
48094 | STANDARD | WASHINGTON | MI | PRIMARY | 42.72 | -83.03
48095 | STANDARD | WASHINGTON | MI | PRIMARY | 42.72 | -83.03
48327 | STANDARD | WATERFORD | MI | PRIMARY | 42.66 | -83.38
48328 | STANDARD | WATERFORD | MI | PRIMARY | 42.66 | -83.38
48329 | STANDARD | WATERFORD | MI | PRIMARY | 42.66 | -83.38
48330 | PO BOX | DRAYTON PLAINS | MI | PRIMARY | 42.68 | -83.37
48383 | STANDARD | WHITE LAKE | MI | PRIMARY | 42.65 | -83.5
48386 | STANDARD | WHITE LAKE | MI | PRIMARY | 42.65 | -83.5
48184 | STANDARD | WAYNE | MI | PRIMARY | 42.27 | -83.38
48185 | STANDARD | WESTLAND | MI | PRIMARY | 42.31 | -83.38
48186 | STANDARD | WESTLAND | MI | PRIMARY | 42.31 | -83.38
48187 | STANDARD | CANTON | MI | PRIMARY | 42.3 | -83.48
48188 | STANDARD | CANTON | MI | PRIMARY | 42.3 | -83.48
49289 | PO BOX | WESTON | MI | PRIMARY | 41.74 | -84.06
48189 | STANDARD | WHITMORE LAKE | MI | PRIMARY | 42.42 | -83.74
48190 | PO BOX | WHITTAKER | MI | PRIMARY | 42.12 | -83.59
48191 | STANDARD | WILLIS | MI | PRIMARY | 42.12 | -83.57
48393 | STANDARD | WIXOM | MI | PRIMARY | 42.52 | -83.53
48192 | STANDARD | WYANDOTTE | MI | PRIMARY | 42.21 | -83.15
48193 | STANDARD | RIVERVIEW | MI | PRIMARY | 42.16 | -83.21
48195 | STANDARD | SOUTHGATE | MI | PRIMARY | 42.2 | -83.2
48097 | STANDARD | YALE | MI | PRIMARY | 43.12 | -82.79
48197 | STANDARD | YPSILANTI | MI | PRIMARY | 42.24 | -83.62
48198 | STANDARD | YPSILANTI | MI | PRIMARY | 42.24 | -83.62
49610 | PO BOX | ACME | MI | PRIMARY | 44.76 | -85.48
49301 | STANDARD | ADA | MI | PRIMARY | 42.95 | -85.48
49355 | UNIQUE | ADA | MI | PRIMARY | 42.95 | -85.48
49356 | UNIQUE | ADA | MI | PRIMARY | 42.95 | -85.48
49357 | UNIQUE | ADA | MI | PRIMARY | 42.95 | -85.48
49705 | STANDARD | AFTON | MI | PRIMARY | 45.31 | -84.45
49901 | PO BOX | AHMEEK | MI | PRIMARY | 47.29 | -88.39
48701 | STANDARD | AKRON | MI | PRIMARY | 43.56 | -83.51
49706 | STANDARD | ALANSON | MI | PRIMARY | 45.44 | -84.78
49611 | PO BOX | ALBA | MI | PRIMARY | 44.96 | -84.98
49612 | STANDARD | ALDEN | MI | PRIMARY | 44.88 | -85.26
48610 | STANDARD | ALGER | MI | PRIMARY | 44.11 | -84.11
49010 | STANDARD | ALLEGAN | MI | PRIMARY | 42.52 | -85.84
49401 | STANDARD | ALLENDALE | MI | PRIMARY | 42.98 | -85.95
48801 | STANDARD | ALMA | MI | PRIMARY | 43.37 | -84.65
49707 | STANDARD | ALPENA | MI | PRIMARY | 45.07 | -83.43
49902 | PO BOX | ALPHA | MI | PRIMARY | 46.04 | -88.37
49302 | STANDARD | ALTO | MI | PRIMARY | 42.85 | -85.38
49903 | PO BOX | AMASA | MI | PRIMARY | 46.23 | -88.45
49613 | STANDARD | ARCADIA | MI | PRIMARY | 44.51 | -86.23
48806 | STANDARD | ASHLEY | MI | PRIMARY | 43.18 | -84.47
49011 | STANDARD | ATHENS | MI | PRIMARY | 42.08 | -85.23
49709 | STANDARD | ATLANTA | MI | PRIMARY | 45 | -84.15
49905 | STANDARD | ATLANTIC MINE | MI | PRIMARY | 47.09 | -88.71
48611 | STANDARD | AUBURN | MI | PRIMARY | 43.6 | -84.07
48703 | STANDARD | AU GRES | MI | PRIMARY | 44.04 | -83.69
49012 | STANDARD | AUGUSTA | MI | PRIMARY | 42.33 | -85.35
49806 | STANDARD | AU TRAIN | MI | PRIMARY | 46.43 | -86.83
49303 | STANDARD | BAILEY | MI | PRIMARY | 43.27 | -85.81
49304 | STANDARD | BALDWIN | MI | PRIMARY | 43.89 | -85.85
49013 | STANDARD | BANGOR | MI | PRIMARY | 42.31 | -86.11
48807 | STANDARD | BANNISTER | MI | PRIMARY | 43.13 | -84.42
49908 | STANDARD | BARAGA | MI | PRIMARY | 46.77 | -88.49
49710 | STANDARD | BARBEAU | MI | PRIMARY | 46.28 | -84.28
49807 | STANDARD | BARK RIVER | MI | PRIMARY | 45.72 | -87.3
49101 | STANDARD | BARODA | MI | PRIMARY | 41.95 | -86.48
49305 | STANDARD | BARRYTON | MI | PRIMARY | 43.74 | -85.14
48705 | STANDARD | BARTON CITY | MI | PRIMARY | 44.68 | -83.6
48808 | STANDARD | BATH | MI | PRIMARY | 42.81 | -84.44
49014 | STANDARD | BATTLE CREEK | MI | PRIMARY | 42.29 | -85.22
49015 | STANDARD | BATTLE CREEK | MI | PRIMARY | 42.29 | -85.22
49016 | PO BOX | BATTLE CREEK | MI | PRIMARY | 42.29 | -85.22
49017 | STANDARD | BATTLE CREEK | MI | PRIMARY | 42.29 | -85.22
49018 | PO BOX | BATTLE CREEK | MI | PRIMARY | 42.29 | -85.22
49037 | STANDARD | BATTLE CREEK | MI | PRIMARY | 42.32 | -85.26
48706 | STANDARD | BAY CITY | MI | PRIMARY | 43.59 | -83.88
48707 | PO BOX | BAY CITY | MI | PRIMARY | 43.59 | -83.88
48708 | STANDARD | BAY CITY | MI | PRIMARY | 43.59 | -83.88
48710 | UNIQUE | UNIVERSITY CENTER | MI | PRIMARY | 43.55 | -83.98
48720 | STANDARD | BAY PORT | MI | PRIMARY | 43.84 | -83.37
49614 | STANDARD | BEAR LAKE | MI | PRIMARY | 44.42 | -86.14
48612 | STANDARD | BEAVERTON | MI | PRIMARY | 43.88 | -84.48
49020 | PO BOX | BEDFORD | MI | PRIMARY | 42.32 | -85.12
48809 | STANDARD | BELDING | MI | PRIMARY | 43.09 | -85.23
48887 | PO BOX | SMYRNA | MI | PRIMARY | 43.05 | -85.26
49615 | STANDARD | BELLAIRE | MI | PRIMARY | 44.97 | -85.2
49021 | STANDARD | BELLEVUE | MI | PRIMARY | 42.44 | -85.01
49306 | STANDARD | BELMONT | MI | PRIMARY | 43.07 | -85.6
49022 | STANDARD | BENTON HARBOR | MI | PRIMARY | 42.11 | -86.44
49023 | PO BOX | BENTON HARBOR | MI | PRIMARY | 42.11 | -86.44
49616 | STANDARD | BENZONIA | MI | PRIMARY | 44.61 | -86.09
49910 | STANDARD | BERGLAND | MI | PRIMARY | 46.6 | -89.57
49102 | STANDARD | BERRIEN CENTER | MI | PRIMARY | 41.94 | -86.26
49103 | STANDARD | BERRIEN SPRINGS | MI | PRIMARY | 41.94 | -86.34
49104 | UNIQUE | BERRIEN SPRINGS | MI | PRIMARY | 41.94 | -86.34
49911 | STANDARD | BESSEMER | MI | PRIMARY | 46.47 | -90.04
49617 | STANDARD | BEULAH | MI | PRIMARY | 44.62 | -86.09
49808 | PO BOX | BIG BAY | MI | PRIMARY | 46.81 | -87.72
49307 | STANDARD | BIG RAPIDS | MI | PRIMARY | 43.7 | -85.48
49309 | STANDARD | BITELY | MI | PRIMARY | 43.74 | -85.86
49310 | STANDARD | BLANCHARD | MI | PRIMARY | 43.51 | -85.08
49026 | STANDARD | BLOOMINGDALE | MI | PRIMARY | 42.38 | -85.95
49618 | STANDARD | BOON | MI | PRIMARY | 44.28 | -85.6
49712 | STANDARD | BOYNE CITY | MI | PRIMARY | 45.21 | -85.01
49713 | STANDARD | BOYNE FALLS | MI | PRIMARY | 45.16 | -84.91
49311 | PO BOX | BRADLEY | MI | PRIMARY | 42.63 | -85.64
49402 | STANDARD | BRANCH | MI | PRIMARY | 43.91 | -86.12
48614 | STANDARD | BRANT | MI | PRIMARY | 43.25 | -84.29
48615 | STANDARD | BRECKENRIDGE | MI | PRIMARY | 43.4 | -84.47
49027 | PO BOX | BREEDSVILLE | MI | PRIMARY | 42.34 | -86.07
49619 | STANDARD | BRETHREN | MI | PRIMARY | 44.3 | -86.01
48722 | STANDARD | BRIDGEPORT | MI | PRIMARY | 43.37 | -83.88
49106 | STANDARD | BRIDGMAN | MI | PRIMARY | 41.94 | -86.56
49715 | STANDARD | BRIMLEY | MI | PRIMARY | 46.4 | -84.57
49312 | PO BOX | BROHMAN | MI | PRIMARY | 43.67 | -85.82
49028 | STANDARD | BRONSON | MI | PRIMARY | 41.87 | -85.19
49912 | STANDARD | BRUCE CROSSING | MI | PRIMARY | 46.51 | -89.21
49716 | STANDARD | BRUTUS | MI | PRIMARY | 45.5 | -84.75
49107 | STANDARD | BUCHANAN | MI | PRIMARY | 41.82 | -86.36
49620 | STANDARD | BUCKLEY | MI | PRIMARY | 44.5 | -85.67
49029 | STANDARD | BURLINGTON | MI | PRIMARY | 42.1 | -85.07
49314 | PO BOX | BURNIPS | MI | PRIMARY | 42.73 | -85.83
49030 | STANDARD | BURR OAK | MI | PRIMARY | 41.84 | -85.32
49717 | PO BOX | BURT LAKE | MI | PRIMARY | 45.43 | -84.71
49315 | STANDARD | BYRON CENTER | MI | PRIMARY | 42.81 | -85.72
49601 | STANDARD | CADILLAC | MI | PRIMARY | 44.24 | -85.41
49316 | STANDARD | CALEDONIA | MI | PRIMARY | 42.79 | -85.51
49805 | STANDARD | ALLOUEZ | MI | PRIMARY | 47.28 | -88.4
49913 | STANDARD | CALUMET | MI | PRIMARY | 47.24 | -88.45
49918 | PO BOX | COPPER HARBOR | MI | PRIMARY | 47.46 | -87.81
49942 | PO BOX | KEARSARGE | MI | PRIMARY | 47.27 | -88.46
49317 | PO BOX | CANNONSBURG | MI | PRIMARY | 43.05 | -85.46
49812 | STANDARD | CARNEY | MI | PRIMARY | 45.58 | -87.55
48723 | STANDARD | CARO | MI | PRIMARY | 43.48 | -83.4
49718 | STANDARD | CARP LAKE | MI | PRIMARY | 45.69 | -84.79
48724 | PO BOX | CARROLLTON | MI | PRIMARY | 43.49 | -83.96
48811 | STANDARD | CARSON CITY | MI | PRIMARY | 43.17 | -84.84
48725 | STANDARD | CASEVILLE | MI | PRIMARY | 43.94 | -83.27
49318 | STANDARD | CASNOVIA | MI | PRIMARY | 43.23 | -85.79
49915 | PO BOX | CASPIAN | MI | PRIMARY | 46.06 | -88.62
48726 | STANDARD | CASS CITY | MI | PRIMARY | 43.6 | -83.17
49031 | STANDARD | CASSOPOLIS | MI | PRIMARY | 41.91 | -86
49621 | STANDARD | CEDAR | MI | PRIMARY | 44.85 | -85.8
48812 | PO BOX | CEDAR LAKE | MI | PRIMARY | 43.4 | -84.97
49319 | STANDARD | CEDAR SPRINGS | MI | PRIMARY | 43.22 | -85.55
49719 | STANDARD | CEDARVILLE | MI | PRIMARY | 45.99 | -84.36
49622 | STANDARD | CENTRAL LAKE | MI | PRIMARY | 45.06 | -85.26
49032 | STANDARD | CENTREVILLE | MI | PRIMARY | 41.92 | -85.52
49033 | STANDARD | CERESCO | MI | PRIMARY | 42.27 | -85.06
49814 | STANDARD | CHAMPION | MI | PRIMARY | 46.52 | -87.97
49815 | STANDARD | CHANNING | MI | PRIMARY | 46.13 | -88.08
49711 | PO BOX | BAY SHORE | MI | PRIMARY | 45.34 | -85.15
49720 | STANDARD | CHARLEVOIX | MI | PRIMARY | 45.31 | -85.25
48813 | STANDARD | CHARLOTTE | MI | PRIMARY | 42.56 | -84.83
49623 | STANDARD | CHASE | MI | PRIMARY | 43.88 | -85.63
49916 | STANDARD | CHASSELL | MI | PRIMARY | 47.03 | -88.53
49816 | STANDARD | CHATHAM | MI | PRIMARY | 46.34 | -86.93
49721 | STANDARD | CHEBOYGAN | MI | PRIMARY | 45.64 | -84.46
48616 | STANDARD | CHESANING | MI | PRIMARY | 43.18 | -84.11
49320 | PO BOX | CHIPPEWA LAKE | MI | PRIMARY | 43.74 | -85.29
48617 | STANDARD | CLARE | MI | PRIMARY | 43.82 | -84.76
48815 | STANDARD | CLARKSVILLE | MI | PRIMARY | 42.84 | -85.24
48727 | STANDARD | CLIFFORD | MI | PRIMARY | 43.31 | -83.17
49034 | STANDARD | CLIMAX | MI | PRIMARY | 42.23 | -85.33
49035 | PO BOX | CLOVERDALE | MI | PRIMARY | 42.63 | -85.3
48816 | PO BOX | COHOCTAH | MI | PRIMARY | 42.75 | -83.94
49036 | STANDARD | COLDWATER | MI | PRIMARY | 41.94 | -85
48618 | STANDARD | COLEMAN | MI | PRIMARY | 43.75 | -84.58
49038 | STANDARD | COLOMA | MI | PRIMARY | 42.18 | -86.3
49039 | PO BOX | HAGAR SHORES | MI | PRIMARY | 42.19 | -86.38
49040 | STANDARD | COLON | MI | PRIMARY | 41.95 | -85.32
48619 | STANDARD | COMINS | MI | PRIMARY | 44.8 | -84.05
49041 | PO BOX | COMSTOCK | MI | PRIMARY | 42.28 | -85.51
49321 | STANDARD | COMSTOCK PARK | MI | PRIMARY | 43.04 | -85.67
49403 | STANDARD | CONKLIN | MI | PRIMARY | 43.14 | -85.85
49042 | STANDARD | CONSTANTINE | MI | PRIMARY | 41.83 | -85.66
49722 | PO BOX | CONWAY | MI | PRIMARY | 45.41 | -84.87
49817 | STANDARD | COOKS | MI | PRIMARY | 45.91 | -86.47
49404 | STANDARD | COOPERSVILLE | MI | PRIMARY | 43.06 | -85.93
49625 | STANDARD | COPEMISH | MI | PRIMARY | 44.48 | -85.92
49917 | PO BOX | COPPER CITY | MI | PRIMARY | 47.28 | -88.38
49322 | STANDARD | CORAL | MI | PRIMARY | 43.36 | -85.4
49818 | STANDARD | CORNELL | MI | PRIMARY | 45.9 | -87.23
49819 | PO BOX | ARNOLD | MI | PRIMARY | 46.05 | -87.48
48817 | STANDARD | CORUNNA | MI | PRIMARY | 42.98 | -84.11
49043 | STANDARD | COVERT | MI | PRIMARY | 42.29 | -86.26
49919 | STANDARD | COVINGTON | MI | PRIMARY | 46.51 | -88.44
49723 | PO BOX | CROSS VILLAGE | MI | PRIMARY | 45.63 | -85.03
48818 | STANDARD | CRYSTAL | MI | PRIMARY | 43.26 | -84.91
49920 | STANDARD | CRYSTAL FALLS | MI | PRIMARY | 46.09 | -88.32
48728 | STANDARD | CURRAN | MI | PRIMARY | 44.71 | -83.8
49820 | STANDARD | CURTIS | MI | PRIMARY | 46.2 | -85.75
49405 | STANDARD | CUSTER | MI | PRIMARY | 43.95 | -86.21
49724 | STANDARD | DAFTER | MI | PRIMARY | 46.36 | -84.43
49821 | STANDARD | DAGGETT | MI | PRIMARY | 45.46 | -87.6
48819 | STANDARD | DANSVILLE | MI | PRIMARY | 42.55 | -84.3
49045 | STANDARD | DECATUR | MI | PRIMARY | 42.1 | -85.97
49822 | STANDARD | DEERTON | MI | PRIMARY | 46.47 | -87.04
48729 | STANDARD | DEFORD | MI | PRIMARY | 43.51 | -83.18
49046 | STANDARD | DELTON | MI | PRIMARY | 42.49 | -85.4
49725 | STANDARD | DE TOUR VILLAGE | MI | PRIMARY | 45.99 | -83.9
48820 | STANDARD | DEWITT | MI | PRIMARY | 42.86 | -84.59
48821 | STANDARD | DIMONDALE | MI | PRIMARY | 42.64 | -84.64
49922 | PO BOX | DOLLAR BAY | MI | PRIMARY | 47.14 | -88.53
49323 | STANDARD | DORR | MI | PRIMARY | 42.72 | -85.72
49406 | PO BOX | DOUGLAS | MI | PRIMARY | 42.64 | -86.21
49047 | STANDARD | DOWAGIAC | MI | PRIMARY | 41.98 | -86.11
49050 | STANDARD | DOWLING | MI | PRIMARY | 42.52 | -85.25
49726 | STANDARD | DRUMMOND ISLAND | MI | PRIMARY | 46 | -83.67
48822 | STANDARD | EAGLE | MI | PRIMARY | 42.8 | -84.79
49727 | STANDARD | EAST JORDAN | MI | PRIMARY | 45.15 | -85.13
49626 | PO BOX | EASTLAKE | MI | PRIMARY | 44.24 | -86.29
48823 | STANDARD | EAST LANSING | MI | PRIMARY | 42.73 | -84.48
48824 | STANDARD | EAST LANSING | MI | PRIMARY | 42.73 | -84.48
48825 | STANDARD | EAST LANSING | MI | PRIMARY | 42.73 | -84.48
48826 | PO BOX | EAST LANSING | MI | PRIMARY | 42.73 | -84.48
49051 | STANDARD | EAST LEROY | MI | PRIMARY | 42.19 | -85.24
49627 | PO BOX | EASTPORT | MI | PRIMARY | 45.04 | -85.34
48730 | STANDARD | EAST TAWAS | MI | PRIMARY | 44.28 | -83.48
48827 | STANDARD | EATON RAPIDS | MI | PRIMARY | 42.51 | -84.65
49111 | STANDARD | EAU CLAIRE | MI | PRIMARY | 41.98 | -86.3
49825 | PO BOX | EBEN JUNCTION | MI | PRIMARY | 46.35 | -86.97
49826 | PO BOX | RUMELY | MI | PRIMARY | 46.34 | -86.92
49728 | STANDARD | ECKERMAN | MI | PRIMARY | 46.36 | -85.03
48620 | PO BOX | EDENVILLE | MI | PRIMARY | 43.8 | -84.38
48829 | STANDARD | EDMORE | MI | PRIMARY | 43.4 | -85.03
49112 | STANDARD | EDWARDSBURG | MI | PRIMARY | 41.79 | -86.08
49130 | STANDARD | UNION | MI | PRIMARY | 41.78 | -85.86
49628 | PO BOX | ELBERTA | MI | PRIMARY | 44.62 | -86.22
49629 | STANDARD | ELK RAPIDS | MI | PRIMARY | 44.89 | -85.4
48731 | STANDARD | ELKTON | MI | PRIMARY | 43.81 | -83.18
49729 | STANDARD | ELLSWORTH | MI | PRIMARY | 45.16 | -85.24
48830 | PO BOX | ELM HALL | MI | PRIMARY | 43.36 | -84.83
49730 | STANDARD | ELMIRA | MI | PRIMARY | 45.06 | -84.85
48831 | STANDARD | ELSIE | MI | PRIMARY | 43.08 | -84.39
48832 | STANDARD | ELWELL | MI | PRIMARY | 43.42 | -84.76
49630 | STANDARD | EMPIRE | MI | PRIMARY | 44.81 | -86.05
49827 | STANDARD | ENGADINE | MI | PRIMARY | 46.11 | -85.56
49829 | STANDARD | ESCANABA | MI | PRIMARY | 45.74 | -87.08
48732 | STANDARD | ESSEXVILLE | MI | PRIMARY | 43.61 | -83.84
48833 | PO BOX | EUREKA | MI | PRIMARY | 43.1 | -84.51
49631 | STANDARD | EVART | MI | PRIMARY | 43.9 | -85.27
49925 | STANDARD | EWEN | MI | PRIMARY | 46.54 | -89.3
48733 | STANDARD | FAIRGROVE | MI | PRIMARY | 43.52 | -83.54
48621 | STANDARD | FAIRVIEW | MI | PRIMARY | 44.71 | -84.05
49632 | STANDARD | FALMOUTH | MI | PRIMARY | 44.25 | -85.08
48622 | STANDARD | FARWELL | MI | PRIMARY | 43.83 | -84.86
49831 | STANDARD | FELCH | MI | PRIMARY | 46 | -87.85
49877 | PO BOX | RALPH | MI | PRIMARY | 46.07 | -87.73
49408 | STANDARD | FENNVILLE | MI | PRIMARY | 42.59 | -86.1
48834 | STANDARD | FENWICK | MI | PRIMARY | 43.14 | -85.08
48870 | PO BOX | PALO | MI | PRIMARY | 43.11 | -84.98
49409 | PO BOX | FERRYSBURG | MI | PRIMARY | 43.08 | -86.22
49633 | STANDARD | FIFE LAKE | MI | PRIMARY | 44.57 | -85.35
49634 | PO BOX | FILER CITY | MI | PRIMARY | 44.2 | -86.3
49834 | STANDARD | FOSTER CITY | MI | PRIMARY | 45.97 | -87.75
49410 | STANDARD | FOUNTAIN | MI | PRIMARY | 44.04 | -86.17
48835 | STANDARD | FOWLER | MI | PRIMARY | 43 | -84.74
48836 | STANDARD | FOWLERVILLE | MI | PRIMARY | 42.66 | -84.07
48734 | STANDARD | FRANKENMUTH | MI | PRIMARY | 43.33 | -83.74
48787 | UNIQUE | FRANKENMUTH | MI | PRIMARY | 43.33 | -83.74
49635 | STANDARD | FRANKFORT | MI | PRIMARY | 44.63 | -86.23
49733 | STANDARD | FREDERIC | MI | PRIMARY | 44.78 | -84.73
48623 | STANDARD | FREELAND | MI | PRIMARY | 43.52 | -84.11
49325 | STANDARD | FREEPORT | MI | PRIMARY | 42.76 | -85.31
49411 | STANDARD | FREE SOIL | MI | PRIMARY | 44.1 | -86.21
49412 | STANDARD | FREMONT | MI | PRIMARY | 43.46 | -85.95
49413 | UNIQUE | FREMONT | MI | PRIMARY | 43.46 | -85.95
49415 | STANDARD | FRUITPORT | MI | PRIMARY | 43.12 | -86.15
49052 | STANDARD | FULTON | MI | PRIMARY | 42.11 | -85.35
49927 | STANDARD | GAASTRA | MI | PRIMARY | 46.05 | -88.6
48735 | STANDARD | GAGETOWN | MI | PRIMARY | 43.65 | -83.24
49053 | STANDARD | GALESBURG | MI | PRIMARY | 42.29 | -85.41
49113 | STANDARD | GALIEN | MI | PRIMARY | 41.8 | -86.49
49835 | STANDARD | GARDEN | MI | PRIMARY | 45.77 | -86.55
49734 | PO BOX | GAYLORD | MI | PRIMARY | 45.02 | -84.67
49735 | STANDARD | GAYLORD | MI | PRIMARY | 45.02 | -84.67
49836 | STANDARD | GERMFASK | MI | PRIMARY | 46.25 | -85.92
49837 | STANDARD | GLADSTONE | MI | PRIMARY | 45.85 | -87.02
48624 | STANDARD | GLADWIN | MI | PRIMARY | 43.98 | -84.49
49636 | STANDARD | GLEN ARBOR | MI | PRIMARY | 44.85 | -86.04
49416 | PO BOX | GLENN | MI | PRIMARY | 42.52 | -86.22
48737 | STANDARD | GLENNIE | MI | PRIMARY | 44.56 | -83.71
49055 | STANDARD | GOBLES | MI | PRIMARY | 42.36 | -85.87
49736 | STANDARD | GOETZVILLE | MI | PRIMARY | 46.08 | -84.09
49838 | STANDARD | GOULD CITY | MI | PRIMARY | 46.1 | -85.7
49326 | STANDARD | GOWEN | MI | PRIMARY | 43.25 | -85.3
49417 | STANDARD | GRAND HAVEN | MI | PRIMARY | 43.05 | -86.22
49056 | STANDARD | GRAND JUNCTION | MI | PRIMARY | 42.4 | -86.07
48837 | STANDARD | GRAND LEDGE | MI | PRIMARY | 42.75 | -84.74
49839 | PO BOX | GRAND MARAIS | MI | PRIMARY | 46.65 | -86.03
49501 | PO BOX | GRAND RAPIDS | MI | PRIMARY | 42.96 | -85.65
49502 | UNIQUE | GRAND RAPIDS | MI | PRIMARY | 42.96 | -85.65
49503 | STANDARD | GRAND RAPIDS | MI | PRIMARY | 42.96 | -85.65
49504 | STANDARD | GRAND RAPIDS | MI | PRIMARY | 42.96 | -85.65
49505 | STANDARD | GRAND RAPIDS | MI | PRIMARY | 42.96 | -85.65
49506 | STANDARD | GRAND RAPIDS | MI | PRIMARY | 42.96 | -85.65
49507 | STANDARD | GRAND RAPIDS | MI | PRIMARY | 42.96 | -85.65
49508 | STANDARD | GRAND RAPIDS | MI | PRIMARY | 42.96 | -85.65
49509 | STANDARD | WYOMING | MI | PRIMARY | 42.96 | -85.65
49510 | PO BOX | GRAND RAPIDS | MI | PRIMARY | 42.96 | -85.65
49512 | STANDARD | GRAND RAPIDS | MI | PRIMARY | 42.96 | -85.65
49514 | PO BOX | GRAND RAPIDS | MI | PRIMARY | 42.96 | -85.65
49515 | PO BOX | GRAND RAPIDS | MI | PRIMARY | 42.96 | -85.65
49516 | PO BOX | GRAND RAPIDS | MI | PRIMARY | 42.96 | -85.65
49518 | PO BOX | GRAND RAPIDS | MI | PRIMARY | 42.96 | -85.65
49519 | STANDARD | WYOMING | MI | PRIMARY | 42.89 | -85.72
49523 | PO BOX | GRAND RAPIDS | MI | PRIMARY | 42.96 | -85.65
49525 | STANDARD | GRAND RAPIDS | MI | PRIMARY | 42.96 | -85.65
49528 | PO BOX | GRAND RAPIDS | MI | PRIMARY | 42.9 | -85.67
49530 | UNIQUE | GRAND RAPIDS | MI | PRIMARY | 42.96 | -85.65
49534 | STANDARD | GRAND RAPIDS | MI | PRIMARY | 42.97 | -85.77
49544 | STANDARD | GRAND RAPIDS | MI | PRIMARY | 42.96 | -85.65
49546 | STANDARD | GRAND RAPIDS | MI | PRIMARY | 42.96 | -85.65
49548 | STANDARD | GRAND RAPIDS | MI | PRIMARY | 42.96 | -85.65
49555 | UNIQUE | GRAND RAPIDS | MI | PRIMARY | 42.96 | -85.65
49560 | UNIQUE | GRAND RAPIDS | MI | PRIMARY | 42.96 | -85.65
49588 | PO BOX | GRAND RAPIDS | MI | PRIMARY | 42.96 | -85.65
49599 | PO BOX | GRAND RAPIDS | MI | PRIMARY | 42.96 | -85.65
49418 | STANDARD | GRANDVILLE | MI | PRIMARY | 42.9 | -85.75
49468 | PO BOX | GRANDVILLE | MI | PRIMARY | 42.9 | -85.75
49327 | STANDARD | GRANT | MI | PRIMARY | 43.33 | -85.81
49637 | STANDARD | GRAWN | MI | PRIMARY | 44.66 | -85.68
49738 | STANDARD | GRAYLING | MI | PRIMARY | 44.65 | -84.7
49739 | UNIQUE | GRAYLING | MI | PRIMARY | 44.65 | -84.7
48738 | STANDARD | GREENBUSH | MI | PRIMARY | 44.54 | -83.35
49929 | PO BOX | GREENLAND | MI | PRIMARY | 46.82 | -89.07
48838 | STANDARD | GREENVILLE | MI | PRIMARY | 43.17 | -85.25
49840 | STANDARD | GULLIVER | MI | PRIMARY | 45.98 | -86.02
49841 | STANDARD | GWINN | MI | PRIMARY | 46.29 | -87.43
48739 | STANDARD | HALE | MI | PRIMARY | 44.38 | -83.8
49419 | STANDARD | HAMILTON | MI | PRIMARY | 42.67 | -86
49930 | STANDARD | HANCOCK | MI | PRIMARY | 47.13 | -88.6
49115 | PO BOX | HARBERT | MI | PRIMARY | 41.88 | -86.61
49737 | PO BOX | GOOD HART | MI | PRIMARY | 45.56 | -85.11
49740 | STANDARD | HARBOR SPRINGS | MI | PRIMARY | 45.43 | -84.98
49638 | STANDARD | HARRIETTA | MI | PRIMARY | 44.3 | -85.7
49845 | PO BOX | HARRIS | MI | PRIMARY | 45.91 | -87.42
48625 | STANDARD | HARRISON | MI | PRIMARY | 44.01 | -84.8
48740 | STANDARD | HARRISVILLE | MI | PRIMARY | 44.65 | -83.29
49420 | STANDARD | HART | MI | PRIMARY | 43.69 | -86.36
49057 | STANDARD | HARTFORD | MI | PRIMARY | 42.2 | -86.16
48840 | STANDARD | HASLETT | MI | PRIMARY | 42.75 | -84.4
49058 | STANDARD | HASTINGS | MI | PRIMARY | 42.65 | -85.28
49743 | STANDARD | HAWKS | MI | PRIMARY | 45.3 | -83.9
48626 | STANDARD | HEMLOCK | MI | PRIMARY | 43.41 | -84.23
48841 | STANDARD | HENDERSON | MI | PRIMARY | 43.08 | -84.19
49847 | STANDARD | HERMANSVILLE | MI | PRIMARY | 45.71 | -87.6
49744 | STANDARD | HERRON | MI | PRIMARY | 45 | -83.66
49639 | STANDARD | HERSEY | MI | PRIMARY | 43.84 | -85.44
49421 | STANDARD | HESPERIA | MI | PRIMARY | 43.56 | -86.04
49745 | STANDARD | HESSEL | MI | PRIMARY | 46.03 | -84.44
49060 | STANDARD | HICKORY CORNERS | MI | PRIMARY | 42.44 | -85.37
48627 | PO BOX | HIGGINS LAKE | MI | PRIMARY | 44.46 | -84.75
49746 | STANDARD | HILLMAN | MI | PRIMARY | 45.06 | -83.9
49422 | PO BOX | HOLLAND | MI | PRIMARY | 42.77 | -86.1
49423 | STANDARD | HOLLAND | MI | PRIMARY | 42.77 | -86.1
49424 | STANDARD | HOLLAND | MI | PRIMARY | 42.77 | -86.1
48842 | STANDARD | HOLT | MI | PRIMARY | 42.63 | -84.52
49425 | STANDARD | HOLTON | MI | PRIMARY | 43.41 | -86.07
49640 | STANDARD | HONOR | MI | PRIMARY | 44.66 | -86.02
48628 | STANDARD | HOPE | MI | PRIMARY | 43.79 | -84.32
49328 | STANDARD | HOPKINS | MI | PRIMARY | 42.62 | -85.76
49921 | STANDARD | DODGEVILLE | MI | PRIMARY | 47.09 | -88.57
49931 | STANDARD | HOUGHTON | MI | PRIMARY | 47.11 | -88.56
48629 | STANDARD | HOUGHTON LAKE | MI | PRIMARY | 44.31 | -84.76
48630 | PO BOX | HOUGHTON LAKE HEIGHTS | MI | PRIMARY | 44.27 | -84.76
49329 | STANDARD | HOWARD CITY | MI | PRIMARY | 43.39 | -85.46
48843 | STANDARD | HOWELL | MI | PRIMARY | 42.6 | -83.93
48844 | PO BOX | HOWELL | MI | PRIMARY | 42.6 | -83.93
48855 | STANDARD | HOWELL | MI | PRIMARY | 42.69 | -83.88
49747 | STANDARD | HUBBARD LAKE | MI | PRIMARY | 44.8 | -83.59
48845 | STANDARD | HUBBARDSTON | MI | PRIMARY | 43.09 | -84.84
49934 | PO BOX | HUBBELL | MI | PRIMARY | 47.17 | -88.43
49426 | STANDARD | HUDSONVILLE | MI | PRIMARY | 42.86 | -85.86
49748 | PO BOX | HULBERT | MI | PRIMARY | 46.35 | -85.15
49642 | STANDARD | IDLEWILD | MI | PRIMARY | 43.88 | -85.8
49749 | STANDARD | INDIAN RIVER | MI | PRIMARY | 45.41 | -84.61
49848 | STANDARD | INGALLS | MI | PRIMARY | 45.38 | -87.61
49643 | STANDARD | INTERLOCHEN | MI | PRIMARY | 44.65 | -85.75
48846 | STANDARD | IONIA | MI | PRIMARY | 42.98 | -85.05
49801 | STANDARD | IRON MOUNTAIN | MI | PRIMARY | 45.82 | -88.06
49802 | STANDARD | KINGSFORD | MI | PRIMARY | 45.8 | -88.09
49935 | STANDARD | IRON RIVER | MI | PRIMARY | 46.09 | -88.63
49644 | STANDARD | IRONS | MI | PRIMARY | 44.14 | -85.91
49938 | STANDARD | IRONWOOD | MI | PRIMARY | 46.45 | -90.15
49849 | STANDARD | ISHPEMING | MI | PRIMARY | 46.48 | -87.66
49865 | PO BOX | NATIONAL MINE | MI | PRIMARY | 46.45 | -87.68
48847 | STANDARD | ITHACA | MI | PRIMARY | 43.29 | -84.6
49427 | PO BOX | JAMESTOWN | MI | PRIMARY | 42.82 | -85.84
49428 | STANDARD | JENISON | MI | PRIMARY | 42.9 | -85.82
49429 | PO BOX | JENISON | MI | PRIMARY | 42.9 | -85.82
49751 | STANDARD | JOHANNESBURG | MI | PRIMARY | 44.98 | -84.46
49061 | STANDARD | JONES | MI | PRIMARY | 41.91 | -85.81
49001 | STANDARD | KALAMAZOO | MI | PRIMARY | 42.27 | -85.58
49002 | STANDARD | PORTAGE | MI | PRIMARY | 42.2 | -85.59
49003 | PO BOX | KALAMAZOO | MI | PRIMARY | 42.27 | -85.58
49004 | STANDARD | KALAMAZOO | MI | PRIMARY | 42.27 | -85.58
49005 | PO BOX | KALAMAZOO | MI | PRIMARY | 42.27 | -85.58
49006 | STANDARD | KALAMAZOO | MI | PRIMARY | 42.27 | -85.58
49007 | STANDARD | KALAMAZOO | MI | PRIMARY | 42.27 | -85.58
49008 | STANDARD | KALAMAZOO | MI | PRIMARY | 42.27 | -85.58
49009 | STANDARD | KALAMAZOO | MI | PRIMARY | 42.27 | -85.58
49019 | PO BOX | KALAMAZOO | MI | PRIMARY | 42.27 | -85.58
49024 | STANDARD | PORTAGE | MI | PRIMARY | 42.2 | -85.59
49048 | STANDARD | KALAMAZOO | MI | PRIMARY | 42.24 | -85.48
49645 | STANDARD | KALEVA | MI | PRIMARY | 44.37 | -86.01
49646 | STANDARD | KALKASKA | MI | PRIMARY | 44.73 | -85.17
48631 | STANDARD | KAWKAWLIN | MI | PRIMARY | 43.65 | -83.94
49062 | PO BOX | KENDALL | MI | PRIMARY | 42.36 | -85.81
49330 | STANDARD | KENT CITY | MI | PRIMARY | 43.21 | -85.75
49648 | STANDARD | KEWADIN | MI | PRIMARY | 44.93 | -85.36
49649 | STANDARD | KINGSLEY | MI | PRIMARY | 44.58 | -85.53
48741 | STANDARD | KINGSTON | MI | PRIMARY | 43.41 | -83.18
49752 | STANDARD | KINROSS | MI | PRIMARY | 46.26 | -84.51
49753 | STANDARD | LACHINE | MI | PRIMARY | 45.08 | -83.73
49063 | PO BOX | LACOTA | MI | PRIMARY | 42.41 | -86.12
48848 | STANDARD | LAINGSBURG | MI | PRIMARY | 42.89 | -84.34
48632 | STANDARD | LAKE | MI | PRIMARY | 43.85 | -85
49650 | STANDARD | LAKE ANN | MI | PRIMARY | 44.72 | -85.84
49651 | STANDARD | LAKE CITY | MI | PRIMARY | 44.33 | -85.2
48633 | PO BOX | LAKE GEORGE | MI | PRIMARY | 43.96 | -84.94
49653 | STANDARD | LAKE LEELANAU | MI | PRIMARY | 44.97 | -85.73
49945 | STANDARD | LAKE LINDEN | MI | PRIMARY | 47.08 | -88.4
48849 | STANDARD | LAKE ODESSA | MI | PRIMARY | 42.78 | -85.13
49116 | STANDARD | LAKESIDE | MI | PRIMARY | 41.85 | -86.66
48850 | STANDARD | LAKEVIEW | MI | PRIMARY | 43.44 | -85.27
49430 | PO BOX | LAMONT | MI | PRIMARY | 43 | -85.9
49946 | STANDARD | LANSE | MI | PRIMARY | 46.72 | -88.28
48901 | PO BOX | LANSING | MI | PRIMARY | 42.7 | -84.55
48906 | STANDARD | LANSING | MI | PRIMARY | 42.7 | -84.55
48908 | PO BOX | LANSING | MI | PRIMARY | 42.7 | -84.55
48909 | PO BOX | LANSING | MI | PRIMARY | 42.7 | -84.55
48910 | STANDARD | LANSING | MI | PRIMARY | 42.7 | -84.55
48911 | STANDARD | LANSING | MI | PRIMARY | 42.7 | -84.55
48912 | STANDARD | LANSING | MI | PRIMARY | 42.7 | -84.55
48913 | UNIQUE | LANSING | MI | PRIMARY | 42.7 | -84.55
48915 | STANDARD | LANSING | MI | PRIMARY | 42.7 | -84.55
48916 | UNIQUE | LANSING | MI | PRIMARY | 42.7 | -84.55
48917 | STANDARD | LANSING | MI | PRIMARY | 42.7 | -84.55
48918 | UNIQUE | LANSING | MI | PRIMARY | 42.7 | -84.55
48919 | UNIQUE | LANSING | MI | PRIMARY | 42.7 | -84.55
48921 | UNIQUE | LANSING | MI | PRIMARY | 42.7 | -84.55
48922 | UNIQUE | LANSING | MI | PRIMARY | 42.7 | -84.55
48924 | STANDARD | LANSING | MI | PRIMARY | 42.7 | -84.55
48929 | UNIQUE | LANSING | MI | PRIMARY | 42.7 | -84.55
48930 | UNIQUE | LANSING | MI | PRIMARY | 42.7 | -84.55
48933 | STANDARD | LANSING | MI | PRIMARY | 42.7 | -84.55
48937 | UNIQUE | LANSING | MI | PRIMARY | 42.7 | -84.55
48950 | UNIQUE | LANSING | MI | PRIMARY | 42.7 | -84.55
48951 | UNIQUE | LANSING | MI | PRIMARY | 42.72 | -84.56
48956 | UNIQUE | LANSING | MI | PRIMARY | 42.7 | -84.55
48980 | UNIQUE | LANSING | MI | PRIMARY | 42.7 | -84.55
49064 | STANDARD | LAWRENCE | MI | PRIMARY | 42.21 | -86.05
49065 | STANDARD | LAWTON | MI | PRIMARY | 42.16 | -85.84
49654 | STANDARD | LELAND | MI | PRIMARY | 45.01 | -85.76
49066 | STANDARD | LEONIDAS | MI | PRIMARY | 42.03 | -85.35
49655 | STANDARD | LEROY | MI | PRIMARY | 44.03 | -85.41
49755 | STANDARD | LEVERING | MI | PRIMARY | 45.63 | -84.76
49756 | STANDARD | LEWISTON | MI | PRIMARY | 44.88 | -84.31
48742 | STANDARD | LINCOLN | MI | PRIMARY | 44.68 | -83.41
48634 | STANDARD | LINWOOD | MI | PRIMARY | 43.73 | -83.97
49833 | PO BOX | LITTLE LAKE | MI | PRIMARY | 46.28 | -87.33
48743 | STANDARD | LONG LAKE | MI | PRIMARY | 45.13 | -83.98
49331 | STANDARD | LOWELL | MI | PRIMARY | 42.93 | -85.34
49431 | STANDARD | LUDINGTON | MI | PRIMARY | 43.95 | -86.44
48635 | STANDARD | LUPTON | MI | PRIMARY | 44.43 | -84.01
49656 | STANDARD | LUTHER | MI | PRIMARY | 44.03 | -85.68
48636 | STANDARD | LUZERNE | MI | PRIMARY | 44.61 | -84.26
48851 | STANDARD | LYONS | MI | PRIMARY | 42.98 | -84.94
49657 | STANDARD | MC BAIN | MI | PRIMARY | 44.22 | -85.21
48852 | PO BOX | MCBRIDES | MI | PRIMARY | 43.33 | -85.02
49853 | STANDARD | MC MILLAN | MI | PRIMARY | 46.37 | -85.74
49434 | PO BOX | MACATAWA | MI | PRIMARY | 42.76 | -86.2
49757 | PO BOX | MACKINAC ISLAND | MI | PRIMARY | 45.85 | -84.62
49701 | STANDARD | MACKINAW CITY | MI | PRIMARY | 45.77 | -84.74
49659 | STANDARD | MANCELONA | MI | PRIMARY | 44.9 | -85.06
49660 | STANDARD | MANISTEE | MI | PRIMARY | 44.24 | -86.32
49854 | STANDARD | MANISTIQUE | MI | PRIMARY | 45.95 | -86.25
49663 | STANDARD | MANTON | MI | PRIMARY | 44.41 | -85.4
49664 | STANDARD | MAPLE CITY | MI | PRIMARY | 44.84 | -85.86
48853 | PO BOX | MAPLE RAPIDS | MI | PRIMARY | 43.1 | -84.69
49067 | STANDARD | MARCELLUS | MI | PRIMARY | 42.02 | -85.81
49947 | STANDARD | MARENISCO | MI | PRIMARY | 46.38 | -89.68
49665 | STANDARD | MARION | MI | PRIMARY | 44.1 | -85.14
49435 | STANDARD | MARNE | MI | PRIMARY | 43.03 | -85.82
49855 | STANDARD | MARQUETTE | MI | PRIMARY | 46.55 | -87.39
49068 | STANDARD | MARSHALL | MI | PRIMARY | 42.26 | -84.95
49070 | STANDARD | MARTIN | MI | PRIMARY | 42.53 | -85.63
48854 | STANDARD | MASON | MI | PRIMARY | 42.58 | -84.44
49948 | STANDARD | MASS CITY | MI | PRIMARY | 46.77 | -89.08
49071 | STANDARD | MATTAWAN | MI | PRIMARY | 42.21 | -85.78
49666 | PO BOX | MAYFIELD | MI | PRIMARY | 44.55 | -85.63
48744 | STANDARD | MAYVILLE | MI | PRIMARY | 43.33 | -83.35
49436 | STANDARD | MEARS | MI | PRIMARY | 43.68 | -86.41
49332 | STANDARD | MECOSTA | MI | PRIMARY | 43.61 | -85.23
49072 | STANDARD | MENDON | MI | PRIMARY | 42 | -85.45
49858 | STANDARD | MENOMINEE | MI | PRIMARY | 45.12 | -87.62
48637 | STANDARD | MERRILL | MI | PRIMARY | 43.4 | -84.33
49667 | STANDARD | MERRITT | MI | PRIMARY | 44.31 | -84.93
49668 | STANDARD | MESICK | MI | PRIMARY | 44.4 | -85.71
49861 | STANDARD | MICHIGAMME | MI | PRIMARY | 46.53 | -88.11
48856 | STANDARD | MIDDLETON | MI | PRIMARY | 43.16 | -84.77
49333 | STANDARD | MIDDLEVILLE | MI | PRIMARY | 42.71 | -85.46
48640 | STANDARD | MIDLAND | MI | PRIMARY | 43.62 | -84.22
48641 | PO BOX | MIDLAND | MI | PRIMARY | 43.62 | -84.22
48642 | STANDARD | MIDLAND | MI | PRIMARY | 43.62 | -84.22
48667 | UNIQUE | MIDLAND | MI | PRIMARY | 43.62 | -84.22
48670 | UNIQUE | MIDLAND | MI | PRIMARY | 43.62 | -84.22
48674 | UNIQUE | MIDLAND | MI | PRIMARY | 43.62 | -84.22
48686 | UNIQUE | MIDLAND | MI | PRIMARY | 43.62 | -84.22
48745 | STANDARD | MIKADO | MI | PRIMARY | 44.56 | -83.41
49759 | STANDARD | MILLERSBURG | MI | PRIMARY | 45.33 | -84.06
48746 | STANDARD | MILLINGTON | MI | PRIMARY | 43.28 | -83.52
48647 | STANDARD | MIO | MI | PRIMARY | 44.66 | -84.14
49950 | STANDARD | MOHAWK | MI | PRIMARY | 47.3 | -88.37
49335 | PO BOX | MOLINE | MI | PRIMARY | 42.72 | -85.68
49437 | STANDARD | MONTAGUE | MI | PRIMARY | 43.41 | -86.35
49760 | STANDARD | MORAN | MI | PRIMARY | 46.08 | -85.01
49336 | STANDARD | MORLEY | MI | PRIMARY | 43.49 | -85.44
48857 | STANDARD | MORRICE | MI | PRIMARY | 42.83 | -84.17
48804 | PO BOX | MOUNT PLEASANT | MI | PRIMARY | 43.59 | -84.77
48858 | STANDARD | MOUNT PLEASANT | MI | PRIMARY | 43.59 | -84.77
48859 | UNIQUE | MOUNT PLEASANT | MI | PRIMARY | 43.59 | -84.77
48860 | STANDARD | MUIR | MI | PRIMARY | 42.99 | -84.93
49761 | PO BOX | MULLETT LAKE | MI | PRIMARY | 45.57 | -84.51
48861 | STANDARD | MULLIKEN | MI | PRIMARY | 42.76 | -84.89
48747 | STANDARD | MUNGER | MI | PRIMARY | 43.52 | -83.77
49862 | STANDARD | MUNISING | MI | PRIMARY | 46.4 | -86.59
49440 | STANDARD | MUSKEGON | MI | PRIMARY | 43.22 | -86.25
49441 | STANDARD | MUSKEGON | MI | PRIMARY | 43.22 | -86.25
49442 | STANDARD | MUSKEGON | MI | PRIMARY | 43.22 | -86.25
49443 | PO BOX | MUSKEGON | MI | PRIMARY | 43.22 | -86.25
49444 | STANDARD | MUSKEGON | MI | PRIMARY | 43.22 | -86.25
49445 | STANDARD | MUSKEGON | MI | PRIMARY | 43.22 | -86.25
49863 | PO BOX | NADEAU | MI | PRIMARY | 45.56 | -87.53
49864 | PO BOX | NAHMA | MI | PRIMARY | 46 | -86.69
49073 | STANDARD | NASHVILLE | MI | PRIMARY | 42.6 | -85.09
48748 | STANDARD | NATIONAL CITY | MI | PRIMARY | 44.23 | -83.71
49762 | STANDARD | NAUBINWAY | MI | PRIMARY | 46.11 | -85.45
49074 | PO BOX | NAZARETH | MI | PRIMARY | 42.35 | -85.52
49866 | STANDARD | NEGAUNEE | MI | PRIMARY | 46.49 | -87.59
49337 | STANDARD | NEWAYGO | MI | PRIMARY | 43.42 | -85.8
49868 | STANDARD | NEWBERRY | MI | PRIMARY | 46.35 | -85.5
49117 | STANDARD | NEW BUFFALO | MI | PRIMARY | 41.79 | -86.74
49446 | STANDARD | NEW ERA | MI | PRIMARY | 43.55 | -86.34
49119 | PO BOX | NEW TROY | MI | PRIMARY | 41.83 | -86.51
49120 | STANDARD | NILES | MI | PRIMARY | 41.83 | -86.24
49952 | STANDARD | NISULA | MI | PRIMARY | 46.76 | -88.79
49670 | STANDARD | NORTHPORT | MI | PRIMARY | 45.13 | -85.61
48862 | PO BOX | NORTH STAR | MI | PRIMARY | 43.24 | -84.54
49870 | STANDARD | NORWAY | MI | PRIMARY | 45.8 | -87.91
49075 | PO BOX | NOTTAWA | MI | PRIMARY | 41.93 | -85.44
49448 | STANDARD | NUNICA | MI | PRIMARY | 43.07 | -86.06
48649 | STANDARD | OAKLEY | MI | PRIMARY | 43.14 | -84.16
49764 | PO BOX | ODEN | MI | PRIMARY | 45.42 | -84.84
48805 | PO BOX | OKEMOS | MI | PRIMARY | 42.7 | -84.41
48864 | STANDARD | OKEMOS | MI | PRIMARY | 42.7 | -84.41
49673 | PO BOX | OLD MISSION | MI | PRIMARY | 44.96 | -85.5
49076 | STANDARD | OLIVET | MI | PRIMARY | 42.44 | -84.92
49674 | PO BOX | OMENA | MI | PRIMARY | 45.06 | -85.61
48749 | STANDARD | OMER | MI | PRIMARY | 44.04 | -83.85
49765 | STANDARD | ONAWAY | MI | PRIMARY | 45.35 | -84.22
49675 | STANDARD | ONEKAMA | MI | PRIMARY | 44.36 | -86.2
49953 | STANDARD | ONTONAGON | MI | PRIMARY | 46.86 | -89.31
48865 | STANDARD | ORLEANS | MI | PRIMARY | 43.06 | -85.13
48750 | STANDARD | OSCODA | MI | PRIMARY | 44.42 | -83.33
49077 | PO BOX | OSHTEMO | MI | PRIMARY | 42.25 | -85.67
49766 | STANDARD | OSSINEKE | MI | PRIMARY | 44.9 | -83.43
49078 | STANDARD | OTSEGO | MI | PRIMARY | 42.45 | -85.69
48866 | STANDARD | OVID | MI | PRIMARY | 43 | -84.37
48754 | STANDARD | OWENDALE | MI | PRIMARY | 43.72 | -83.26
48867 | STANDARD | OWOSSO | MI | PRIMARY | 42.99 | -84.17
49955 | PO BOX | PAINESDALE | MI | PRIMARY | 47.03 | -88.68
49871 | PO BOX | PALMER | MI | PRIMARY | 46.43 | -87.58
49768 | STANDARD | PARADISE | MI | PRIMARY | 46.62 | -85.03
49338 | STANDARD | PARIS | MI | PRIMARY | 43.77 | -85.5
49079 | STANDARD | PAW PAW | MI | PRIMARY | 42.21 | -85.89
49958 | STANDARD | PELKIE | MI | PRIMARY | 46.82 | -88.63
49769 | STANDARD | PELLSTON | MI | PRIMARY | 45.55 | -84.78
49449 | STANDARD | PENTWATER | MI | PRIMARY | 43.78 | -86.43
49872 | PO BOX | PERKINS | MI | PRIMARY | 45.97 | -87.07
48871 | STANDARD | PERRINTON | MI | PRIMARY | 43.18 | -84.67
49873 | STANDARD | PERRONVILLE | MI | PRIMARY | 45.87 | -87.48
48872 | STANDARD | PERRY | MI | PRIMARY | 42.82 | -84.22
49770 | STANDARD | PETOSKEY | MI | PRIMARY | 45.36 | -84.95
48873 | STANDARD | PEWAMO | MI | PRIMARY | 43 | -84.84
49774 | STANDARD | PICKFORD | MI | PRIMARY | 46.16 | -84.36
49339 | STANDARD | PIERSON | MI | PRIMARY | 43.31 | -85.49
48755 | STANDARD | PIGEON | MI | PRIMARY | 43.82 | -83.27
48650 | STANDARD | PINCONNING | MI | PRIMARY | 43.85 | -83.96
49080 | STANDARD | PLAINWELL | MI | PRIMARY | 42.44 | -85.64
49775 | STANDARD | POINTE AUX PINS | MI | PRIMARY | 45.76 | -84.46
48874 | PO BOX | POMPEII | MI | PRIMARY | 43.18 | -84.6
49081 | PO BOX | PORTAGE | MI | PRIMARY | 42.2 | -85.59
48875 | STANDARD | PORTLAND | MI | PRIMARY | 42.87 | -84.9
49776 | STANDARD | POSEN | MI | PRIMARY | 45.26 | -83.69
48876 | STANDARD | POTTERVILLE | MI | PRIMARY | 42.62 | -84.74
49874 | STANDARD | POWERS | MI | PRIMARY | 45.68 | -87.52
48756 | STANDARD | PRESCOTT | MI | PRIMARY | 44.19 | -83.93
49777 | STANDARD | PRESQUE ISLE | MI | PRIMARY | 45.3 | -83.46
48651 | STANDARD | PRUDENVILLE | MI | PRIMARY | 44.3 | -84.66
49450 | STANDARD | PULLMAN | MI | PRIMARY | 42.48 | -86.09
49082 | STANDARD | QUINCY | MI | PRIMARY | 41.94 | -84.88
49876 | STANDARD | QUINNESEC | MI | PRIMARY | 45.8 | -87.99
49959 | PO BOX | RAMSAY | MI | PRIMARY | 46.47 | -90.02
49676 | STANDARD | RAPID CITY | MI | PRIMARY | 44.83 | -85.28
49878 | STANDARD | RAPID RIVER | MI | PRIMARY | 45.92 | -86.97
49451 | STANDARD | RAVENNA | MI | PRIMARY | 43.18 | -85.94
49677 | STANDARD | REED CITY | MI | PRIMARY | 43.87 | -85.5
48757 | STANDARD | REESE | MI | PRIMARY | 43.45 | -83.68
49340 | STANDARD | REMUS | MI | PRIMARY | 43.61 | -85.1
49879 | STANDARD | REPUBLIC | MI | PRIMARY | 46.4 | -87.98
48613 | STANDARD | BENTLEY | MI | PRIMARY | 43.94 | -84.13
48652 | STANDARD | RHODES | MI | PRIMARY | 43.9 | -84.18
49083 | STANDARD | RICHLAND | MI | PRIMARY | 42.37 | -85.45
48758 | PO BOX | RICHVILLE | MI | PRIMARY | 43.41 | -83.64
48877 | STANDARD | RIVERDALE | MI | PRIMARY | 43.38 | -84.83
49084 | PO BOX | RIVERSIDE | MI | PRIMARY | 42.15 | -86.42
49880 | STANDARD | ROCK | MI | PRIMARY | 46.06 | -87.16
49341 | STANDARD | ROCKFORD | MI | PRIMARY | 43.12 | -85.55
49351 | UNIQUE | ROCKFORD | MI | PRIMARY | 43.12 | -85.55
49960 | PO BOX | ROCKLAND | MI | PRIMARY | 46.73 | -89.17
49342 | STANDARD | RODNEY | MI | PRIMARY | 43.67 | -85.32
49779 | STANDARD | ROGERS CITY | MI | PRIMARY | 45.42 | -83.81
48653 | STANDARD | ROSCOMMON | MI | PRIMARY | 44.49 | -84.58
48878 | STANDARD | ROSEBUSH | MI | PRIMARY | 43.69 | -84.76
48654 | STANDARD | ROSE CITY | MI | PRIMARY | 44.42 | -84.11
49452 | STANDARD | ROTHBURY | MI | PRIMARY | 43.5 | -86.34
49780 | STANDARD | RUDYARD | MI | PRIMARY | 46.23 | -84.6
48601 | STANDARD | SAGINAW | MI | PRIMARY | 43.41 | -83.94
48602 | STANDARD | SAGINAW | MI | PRIMARY | 43.41 | -83.94
48603 | STANDARD | SAGINAW | MI | PRIMARY | 43.41 | -83.94
48604 | STANDARD | SAGINAW | MI | PRIMARY | 43.41 | -83.94
48605 | PO BOX | SAGINAW | MI | PRIMARY | 43.41 | -83.94
48606 | PO BOX | SAGINAW | MI | PRIMARY | 43.41 | -83.94
48607 | STANDARD | SAGINAW | MI | PRIMARY | 43.41 | -83.94
48608 | PO BOX | SAGINAW | MI | PRIMARY | 43.41 | -83.94
48609 | STANDARD | SAGINAW | MI | PRIMARY | 43.41 | -83.94
48638 | STANDARD | SAGINAW | MI | PRIMARY | 43.41 | -84.02
48663 | UNIQUE | SAGINAW | MI | PRIMARY | 43.41 | -83.94
49881 | STANDARD | SAGOLA | MI | PRIMARY | 46.08 | -88.07
48655 | STANDARD | SAINT CHARLES | MI | PRIMARY | 43.29 | -84.14
48656 | STANDARD | SAINT HELEN | MI | PRIMARY | 44.36 | -84.41
49781 | STANDARD | SAINT IGNACE | MI | PRIMARY | 45.86 | -84.72
49782 | STANDARD | BEAVER ISLAND | MI | PRIMARY | 45.65 | -85.55
48879 | STANDARD | SAINT JOHNS | MI | PRIMARY | 43 | -84.55
49085 | STANDARD | SAINT JOSEPH | MI | PRIMARY | 42.03 | -86.45
48880 | STANDARD | SAINT LOUIS | MI | PRIMARY | 43.4 | -84.61
49343 | STANDARD | SAND LAKE | MI | PRIMARY | 43.29 | -85.51
48657 | STANDARD | SANFORD | MI | PRIMARY | 43.67 | -84.38
48881 | STANDARD | SARANAC | MI | PRIMARY | 42.92 | -85.2
49453 | STANDARD | SAUGATUCK | MI | PRIMARY | 42.65 | -86.2
49783 | STANDARD | SAULT SAINTE MARIE | MI | PRIMARY | 46.48 | -84.36
49784 | UNIQUE | KINCHELOE | MI | PRIMARY | 46.24 | -84.49
49785 | UNIQUE | KINCHELOE | MI | PRIMARY | 46.24 | -84.49
49786 | UNIQUE | KINCHELOE | MI | PRIMARY | 46.24 | -84.49
49788 | STANDARD | KINCHELOE | MI | PRIMARY | 46.24 | -84.49
49125 | STANDARD | SAWYER | MI | PRIMARY | 41.86 | -86.55
49087 | STANDARD | SCHOOLCRAFT | MI | PRIMARY | 42.11 | -85.63
49088 | STANDARD | SCOTTS | MI | PRIMARY | 42.19 | -85.41
49454 | STANDARD | SCOTTVILLE | MI | PRIMARY | 43.95 | -86.28
49679 | STANDARD | SEARS | MI | PRIMARY | 43.89 | -85.18
48759 | STANDARD | SEBEWAING | MI | PRIMARY | 43.73 | -83.45
49883 | STANDARD | SENEY | MI | PRIMARY | 46.36 | -85.97
48882 | PO BOX | SHAFTSBURG | MI | PRIMARY | 42.8 | -84.29
49455 | STANDARD | SHELBY | MI | PRIMARY | 43.61 | -86.35
49344 | STANDARD | SHELBYVILLE | MI | PRIMARY | 42.59 | -85.63
48883 | STANDARD | SHEPHERD | MI | PRIMARY | 43.52 | -84.69
48884 | STANDARD | SHERIDAN | MI | PRIMARY | 43.21 | -85.07
49089 | STANDARD | SHERWOOD | MI | PRIMARY | 42 | -85.24
49884 | STANDARD | SHINGLETON | MI | PRIMARY | 46.37 | -86.48
49961 | PO BOX | SIDNAW | MI | PRIMARY | 46.5 | -88.7
48885 | STANDARD | SIDNEY | MI | PRIMARY | 43.25 | -85.13
48760 | STANDARD | SILVERWOOD | MI | PRIMARY | 43.3 | -83.27
48886 | STANDARD | SIX LAKES | MI | PRIMARY | 43.42 | -85.15
49885 | STANDARD | SKANDIA | MI | PRIMARY | 46.38 | -87.23
49962 | STANDARD | SKANEE | MI | PRIMARY | 46.89 | -88.18
49126 | STANDARD | SODUS | MI | PRIMARY | 42.03 | -86.38
49680 | STANDARD | SOUTH BOARDMAN | MI | PRIMARY | 44.63 | -85.25
48761 | STANDARD | SOUTH BRANCH | MI | PRIMARY | 44.46 | -83.88
49090 | STANDARD | SOUTH HAVEN | MI | PRIMARY | 42.4 | -86.27
49963 | PO BOX | SOUTH RANGE | MI | PRIMARY | 47.07 | -88.64
49886 | STANDARD | SPALDING | MI | PRIMARY | 45.69 | -87.51
49345 | STANDARD | SPARTA | MI | PRIMARY | 43.15 | -85.7
49456 | STANDARD | SPRING LAKE | MI | PRIMARY | 43.07 | -86.19
48721 | STANDARD | BLACK RIVER | MI | PRIMARY | 44.81 | -83.31
48762 | STANDARD | SPRUCE | MI | PRIMARY | 44.83 | -83.46
49964 | PO BOX | STAMBAUGH | MI | PRIMARY | 46.07 | -88.63
48658 | STANDARD | STANDISH | MI | PRIMARY | 43.98 | -83.96
48888 | STANDARD | STANTON | MI | PRIMARY | 43.29 | -85.07
49346 | STANDARD | STANWOOD | MI | PRIMARY | 43.58 | -85.44
49887 | STANDARD | STEPHENSON | MI | PRIMARY | 45.41 | -87.6
48659 | STANDARD | STERLING | MI | PRIMARY | 44.03 | -84.02
49127 | STANDARD | STEVENSVILLE | MI | PRIMARY | 42.01 | -86.52
49091 | STANDARD | STURGIS | MI | PRIMARY | 41.8 | -85.42
48889 | STANDARD | SUMNER | MI | PRIMARY | 43.3 | -84.81
48890 | STANDARD | SUNFIELD | MI | PRIMARY | 42.76 | -84.99
49682 | STANDARD | SUTTONS BAY | MI | PRIMARY | 44.97 | -85.65
48763 | STANDARD | TAWAS CITY | MI | PRIMARY | 44.27 | -83.51
48764 | PO BOX | TAWAS CITY | MI | PRIMARY | 44.27 | -83.51
49092 | STANDARD | TEKONSHA | MI | PRIMARY | 42.09 | -84.98
49683 | STANDARD | THOMPSONVILLE | MI | PRIMARY | 44.52 | -85.93
49128 | STANDARD | THREE OAKS | MI | PRIMARY | 41.79 | -86.61
49093 | STANDARD | THREE RIVERS | MI | PRIMARY | 41.94 | -85.63
49965 | STANDARD | TOIVOLA | MI | PRIMARY | 47 | -88.75
49791 | PO BOX | TOPINABEE | MI | PRIMARY | 45.48 | -84.6
49792 | PO BOX | TOWER | MI | PRIMARY | 45.35 | -84.3
49684 | STANDARD | TRAVERSE CITY | MI | PRIMARY | 44.75 | -85.6
49685 | STANDARD | TRAVERSE CITY | MI | PRIMARY | 44.75 | -85.6
49686 | STANDARD | TRAVERSE CITY | MI | PRIMARY | 44.75 | -85.6
49696 | STANDARD | TRAVERSE CITY | MI | PRIMARY | 44.75 | -85.6
49891 | STANDARD | TRENARY | MI | PRIMARY | 46.2 | -86.97
49967 | STANDARD | TROUT CREEK | MI | PRIMARY | 46.48 | -89.02
49793 | PO BOX | TROUT LAKE | MI | PRIMARY | 46.18 | -85.01
49347 | STANDARD | TRUFANT | MI | PRIMARY | 43.31 | -85.35
48765 | STANDARD | TURNER | MI | PRIMARY | 44.14 | -83.78
49688 | STANDARD | TUSTIN | MI | PRIMARY | 44.1 | -85.45
48766 | STANDARD | TWINING | MI | PRIMARY | 44.11 | -83.8
49457 | STANDARD | TWIN LAKE | MI | PRIMARY | 43.36 | -86.17
49094 | STANDARD | UNION CITY | MI | PRIMARY | 42.06 | -85.14
49129 | STANDARD | UNION PIER | MI | PRIMARY | 41.81 | -86.68
48767 | STANDARD | UNIONVILLE | MI | PRIMARY | 43.65 | -83.46
49095 | STANDARD | VANDALIA | MI | PRIMARY | 41.91 | -85.91
49795 | STANDARD | VANDERBILT | MI | PRIMARY | 45.14 | -84.66
48768 | STANDARD | VASSAR | MI | PRIMARY | 43.37 | -83.57
49096 | STANDARD | VERMONTVILLE | MI | PRIMARY | 42.62 | -85.02
48891 | STANDARD | VESTABURG | MI | PRIMARY | 43.39 | -84.9
49097 | STANDARD | VICKSBURG | MI | PRIMARY | 42.12 | -85.53
49852 | STANDARD | LORETTO | MI | PRIMARY | 45.77 | -87.81
49892 | STANDARD | VULCAN | MI | PRIMARY | 45.78 | -87.87
49968 | STANDARD | WAKEFIELD | MI | PRIMARY | 46.47 | -89.93
49458 | PO BOX | WALHALLA | MI | PRIMARY | 43.95 | -86.11
49459 | STANDARD | WALKERVILLE | MI | PRIMARY | 43.71 | -86.12
49893 | STANDARD | WALLACE | MI | PRIMARY | 45.35 | -87.61
49796 | PO BOX | WALLOON LAKE | MI | PRIMARY | 45.26 | -84.91
49797 | PO BOX | WATERS | MI | PRIMARY | 44.9 | -84.71
49969 | STANDARD | WATERSMEET | MI | PRIMARY | 46.27 | -89.18
49098 | STANDARD | WATERVLIET | MI | PRIMARY | 42.18 | -86.25
49970 | STANDARD | WATTON | MI | PRIMARY | 46.53 | -88.6
49348 | STANDARD | WAYLAND | MI | PRIMARY | 42.67 | -85.64
48892 | STANDARD | WEBBERVILLE | MI | PRIMARY | 42.66 | -84.18
48893 | STANDARD | WEIDMAN | MI | PRIMARY | 43.69 | -84.97
49894 | STANDARD | WELLS | MI | PRIMARY | 45.78 | -87.06
49689 | STANDARD | WELLSTON | MI | PRIMARY | 44.21 | -85.95
48661 | STANDARD | WEST BRANCH | MI | PRIMARY | 44.27 | -84.23
49460 | STANDARD | WEST OLIVE | MI | PRIMARY | 42.91 | -86.12
48894 | STANDARD | WESTPHALIA | MI | PRIMARY | 42.92 | -84.79
49895 | STANDARD | WETMORE | MI | PRIMARY | 46.38 | -86.62
48662 | STANDARD | WHEELER | MI | PRIMARY | 43.41 | -84.43
49349 | STANDARD | WHITE CLOUD | MI | PRIMARY | 43.55 | -85.77
49461 | STANDARD | WHITEHALL | MI | PRIMARY | 43.39 | -86.34
49463 | PO BOX | SYLVAN BEACH | MI | PRIMARY | 43.36 | -86.41
49099 | STANDARD | WHITE PIGEON | MI | PRIMARY | 41.79 | -85.64
49971 | PO BOX | WHITE PINE | MI | PRIMARY | 46.75 | -89.58
48770 | STANDARD | WHITTEMORE | MI | PRIMARY | 44.23 | -83.8
49690 | STANDARD | WILLIAMSBURG | MI | PRIMARY | 44.76 | -85.4
48895 | STANDARD | WILLIAMSTON | MI | PRIMARY | 42.68 | -84.28
49896 | STANDARD | WILSON | MI | PRIMARY | 45.7 | -87.45
48896 | PO BOX | WINN | MI | PRIMARY | 43.52 | -84.9
49799 | STANDARD | WOLVERINE | MI | PRIMARY | 45.27 | -84.6
48897 | STANDARD | WOODLAND | MI | PRIMARY | 42.72 | -85.13
49464 | STANDARD | ZEELAND | MI | PRIMARY | 42.81 | -86.01
60002 | STANDARD | ANTIOCH | IL | PRIMARY | 42.47 | -88.07
61001 | STANDARD | APPLE RIVER | IL | PRIMARY | 42.5 | -90.09
60004 | STANDARD | ARLINGTON HEIGHTS | IL | PRIMARY | 42.09 | -87.98
60005 | STANDARD | ARLINGTON HEIGHTS | IL | PRIMARY | 42.09 | -87.98
60006 | PO BOX | ARLINGTON HEIGHTS | IL | PRIMARY | 42.09 | -87.98
60007 | STANDARD | ELK GROVE VILLAGE | IL | PRIMARY | 42 | -87.99
60008 | STANDARD | ROLLING MEADOWS | IL | PRIMARY | 42.07 | -88.02
60009 | PO BOX | ELK GROVE VILLAGE | IL | PRIMARY | 42 | -87.99
61006 | STANDARD | ASHTON | IL | PRIMARY | 41.86 | -89.22
61007 | STANDARD | BAILEYVILLE | IL | PRIMARY | 42.18 | -89.59
60010 | STANDARD | BARRINGTON | IL | PRIMARY | 42.15 | -88.12
60011 | PO BOX | BARRINGTON | IL | PRIMARY | 42.15 | -88.12
61008 | STANDARD | BELVIDERE | IL | PRIMARY | 42.25 | -88.84
60089 | STANDARD | BUFFALO GROVE | IL | PRIMARY | 42.16 | -87.96
61010 | STANDARD | BYRON | IL | PRIMARY | 42.12 | -89.25
61011 | STANDARD | CALEDONIA | IL | PRIMARY | 42.4 | -88.9
61012 | STANDARD | CAPRON | IL | PRIMARY | 42.39 | -88.74
60013 | STANDARD | CARY | IL | PRIMARY | 42.2 | -88.24
61013 | PO BOX | CEDARVILLE | IL | PRIMARY | 42.37 | -89.63
61014 | STANDARD | CHADWICK | IL | PRIMARY | 42.01 | -89.88
61015 | STANDARD | CHANA | IL | PRIMARY | 41.99 | -89.2
61016 | STANDARD | CHERRY VALLEY | IL | PRIMARY | 42.24 | -88.96
60290 | UNIQUE | CHICAGO | IL | PRIMARY | 41.85 | -87.65
60012 | STANDARD | CRYSTAL LAKE | IL | PRIMARY | 42.23 | -88.33
60014 | STANDARD | CRYSTAL LAKE | IL | PRIMARY | 42.23 | -88.33
60039 | PO BOX | CRYSTAL LAKE | IL | PRIMARY | 42.23 | -88.33
61018 | STANDARD | DAKOTA | IL | PRIMARY | 42.38 | -89.52
61019 | STANDARD | DAVIS | IL | PRIMARY | 42.42 | -89.41
61020 | STANDARD | DAVIS JUNCTION | IL | PRIMARY | 42.1 | -89.09
60015 | STANDARD | DEERFIELD | IL | PRIMARY | 42.16 | -87.84
60016 | STANDARD | DES PLAINES | IL | PRIMARY | 42.03 | -87.9
60017 | PO BOX | DES PLAINES | IL | PRIMARY | 42.03 | -87.9
60018 | STANDARD | DES PLAINES | IL | PRIMARY | 42.03 | -87.9
60019 | UNIQUE | DES PLAINES | IL | PRIMARY | 42.03 | -87.9
61021 | STANDARD | DIXON | IL | PRIMARY | 41.84 | -89.47
61024 | STANDARD | DURAND | IL | PRIMARY | 42.43 | -89.32
61025 | STANDARD | EAST DUBUQUE | IL | PRIMARY | 42.49 | -90.63
61027 | PO BOX | ELEROY | IL | PRIMARY | 42.33 | -89.76
61028 | STANDARD | ELIZABETH | IL | PRIMARY | 42.31 | -90.22
60201 | STANDARD | EVANSTON | IL | PRIMARY | 42.04 | -87.68
60202 | STANDARD | EVANSTON | IL | PRIMARY | 42.04 | -87.68
60203 | STANDARD | EVANSTON | IL | PRIMARY | 42.04 | -87.68
60204 | PO BOX | EVANSTON | IL | PRIMARY | 42.04 | -87.68
60208 | UNIQUE | EVANSTON | IL | PRIMARY | 42.04 | -87.68
60209 | UNIQUE | EVANSTON | IL | PRIMARY | 42.04 | -87.68
61030 | STANDARD | FORRESTON | IL | PRIMARY | 42.12 | -89.57
60020 | STANDARD | FOX LAKE | IL | PRIMARY | 42.41 | -88.18
60021 | STANDARD | FOX RIVER GROVE | IL | PRIMARY | 42.19 | -88.21
61031 | STANDARD | FRANKLIN GROVE | IL | PRIMARY | 41.84 | -89.3
61032 | STANDARD | FREEPORT | IL | PRIMARY | 42.29 | -89.63
61036 | STANDARD | GALENA | IL | PRIMARY | 42.42 | -90.42
61037 | PO BOX | GALT | IL | PRIMARY | 41.78 | -89.76
61038 | STANDARD | GARDEN PRAIRIE | IL | PRIMARY | 42.25 | -88.73
61039 | STANDARD | GERMAN VALLEY | IL | PRIMARY | 42.21 | -89.48
60022 | STANDARD | GLENCOE | IL | PRIMARY | 42.13 | -87.76
60025 | STANDARD | GLENVIEW | IL | PRIMARY | 42.07 | -87.81
60026 | STANDARD | GLENVIEW | IL | PRIMARY | 42.08 | -87.82
60029 | PO BOX | GOLF | IL | PRIMARY | 42.05 | -87.78
60030 | STANDARD | GRAYSLAKE | IL | PRIMARY | 42.34 | -88.03
60031 | STANDARD | GURNEE | IL | PRIMARY | 42.37 | -87.93
61041 | STANDARD | HANOVER | IL | PRIMARY | 42.25 | -90.27
61042 | STANDARD | HARMON | IL | PRIMARY | 41.71 | -89.55
60001 | PO BOX | ALDEN | IL | PRIMARY | 42.45 | -88.53
60033 | STANDARD | HARVARD | IL | PRIMARY | 42.42 | -88.61
60034 | STANDARD | HEBRON | IL | PRIMARY | 42.47 | -88.42
60035 | STANDARD | HIGHLAND PARK | IL | PRIMARY | 42.18 | -87.8
60037 | STANDARD | FORT SHERIDAN | IL | PRIMARY | 42.21 | -87.81
60040 | STANDARD | HIGHWOOD | IL | PRIMARY | 42.19 | -87.8
61043 | PO BOX | HOLCOMB | IL | PRIMARY | 42.13 | -89.1
60041 | STANDARD | INGLESIDE | IL | PRIMARY | 42.35 | -88.15
60042 | STANDARD | ISLAND LAKE | IL | PRIMARY | 42.27 | -88.2
60043 | STANDARD | KENILWORTH | IL | PRIMARY | 42.08 | -87.71
61044 | STANDARD | KENT | IL | PRIMARY | 42.31 | -89.9
60044 | STANDARD | LAKE BLUFF | IL | PRIMARY | 42.28 | -87.85
60045 | STANDARD | LAKE FOREST | IL | PRIMARY | 42.23 | -87.85
60046 | STANDARD | LAKE VILLA | IL | PRIMARY | 42.41 | -88.08
60047 | STANDARD | LAKE ZURICH | IL | PRIMARY | 42.19 | -88.08
61046 | STANDARD | LANARK | IL | PRIMARY | 42.1 | -89.83
61047 | STANDARD | LEAF RIVER | IL | PRIMARY | 42.12 | -89.4
61048 | STANDARD | LENA | IL | PRIMARY | 42.38 | -89.82
60048 | STANDARD | LIBERTYVILLE | IL | PRIMARY | 42.28 | -87.96
60069 | STANDARD | LINCOLNSHIRE | IL | PRIMARY | 42.19 | -87.91
61049 | STANDARD | LINDENWOOD | IL | PRIMARY | 42.03 | -89.02
61050 | STANDARD | MC CONNELL | IL | PRIMARY | 42.43 | -89.73
60050 | STANDARD | MCHENRY | IL | PRIMARY | 42.34 | -88.29
60051 | STANDARD | MCHENRY | IL | PRIMARY | 42.34 | -88.29
61051 | STANDARD | MILLEDGEVILLE | IL | PRIMARY | 41.96 | -89.77
61052 | STANDARD | MONROE CENTER | IL | PRIMARY | 42.11 | -89
60053 | STANDARD | MORTON GROVE | IL | PRIMARY | 42.04 | -87.78
61053 | STANDARD | MOUNT CARROLL | IL | PRIMARY | 42.09 | -89.97
61054 | STANDARD | MOUNT MORRIS | IL | PRIMARY | 42.04 | -89.43
60056 | STANDARD | MOUNT PROSPECT | IL | PRIMARY | 42.06 | -87.93
60060 | STANDARD | MUNDELEIN | IL | PRIMARY | 42.26 | -88
60061 | STANDARD | VERNON HILLS | IL | PRIMARY | 42.23 | -87.96
61057 | PO BOX | NACHUSA | IL | PRIMARY | 41.82 | -89.37
61059 | PO BOX | NORA | IL | PRIMARY | 42.45 | -89.94
60062 | STANDARD | NORTHBROOK | IL | PRIMARY | 42.12 | -87.83
60065 | PO BOX | NORTHBROOK | IL | PRIMARY | 42.12 | -87.83
60064 | STANDARD | NORTH CHICAGO | IL | PRIMARY | 42.31 | -87.85
60086 | UNIQUE | NORTH CHICAGO | IL | PRIMARY | 42.31 | -87.85
60088 | STANDARD | GREAT LAKES | IL | PRIMARY | 42.3 | -87.85
61060 | STANDARD | ORANGEVILLE | IL | PRIMARY | 42.46 | -89.64
61061 | STANDARD | OREGON | IL | PRIMARY | 42.01 | -89.33
60038 | UNIQUE | PALATINE | IL | PRIMARY | 42.11 | -88.04
60055 | UNIQUE | PALATINE | IL | PRIMARY | 42.11 | -88.04
60067 | STANDARD | PALATINE | IL | PRIMARY | 42.11 | -88.04
60074 | STANDARD | PALATINE | IL | PRIMARY | 42.11 | -88.04
60078 | PO BOX | PALATINE | IL | PRIMARY | 42.11 | -88.04
60094 | PO BOX | PALATINE | IL | PRIMARY | 42.11 | -88.04
60095 | PO BOX | PALATINE | IL | PRIMARY | 42.11 | -88.04
60068 | STANDARD | PARK RIDGE | IL | PRIMARY | 42.01 | -87.84
61062 | STANDARD | PEARL CITY | IL | PRIMARY | 42.26 | -89.82
61063 | STANDARD | PECATONICA | IL | PRIMARY | 42.3 | -89.35
61064 | STANDARD | POLO | IL | PRIMARY | 41.98 | -89.57
61065 | STANDARD | POPLAR GROVE | IL | PRIMARY | 42.36 | -88.82
60070 | STANDARD | PROSPECT HEIGHTS | IL | PRIMARY | 42.1 | -87.92
60071 | STANDARD | RICHMOND | IL | PRIMARY | 42.48 | -88.3
61067 | STANDARD | RIDOTT | IL | PRIMARY | 42.29 | -89.47
60072 | STANDARD | RINGWOOD | IL | PRIMARY | 42.4 | -88.29
61068 | STANDARD | ROCHELLE | IL | PRIMARY | 41.91 | -89.06
61070 | STANDARD | ROCK CITY | IL | PRIMARY | 42.41 | -89.47
61071 | STANDARD | ROCK FALLS | IL | PRIMARY | 41.77 | -89.69
61101 | STANDARD | ROCKFORD | IL | PRIMARY | 42.27 | -89.06
61102 | STANDARD | ROCKFORD | IL | PRIMARY | 42.27 | -89.06
61103 | STANDARD | ROCKFORD | IL | PRIMARY | 42.27 | -89.06
61104 | STANDARD | ROCKFORD | IL | PRIMARY | 42.27 | -89.06
61105 | PO BOX | ROCKFORD | IL | PRIMARY | 42.27 | -89.06
61106 | PO BOX | ROCKFORD | IL | PRIMARY | 42.27 | -89.06
61107 | STANDARD | ROCKFORD | IL | PRIMARY | 42.27 | -89.06
61108 | STANDARD | ROCKFORD | IL | PRIMARY | 42.27 | -89.06
61109 | STANDARD | ROCKFORD | IL | PRIMARY | 42.27 | -89.06
61110 | PO BOX | ROCKFORD | IL | PRIMARY | 42.27 | -89.06
61111 | STANDARD | LOVES PARK | IL | PRIMARY | 42.33 | -89.01
61112 | STANDARD | ROCKFORD | IL | PRIMARY | 42.27 | -89.06
61114 | STANDARD | ROCKFORD | IL | PRIMARY | 42.27 | -89.06
61115 | STANDARD | MACHESNEY PARK | IL | PRIMARY | 42.36 | -89.03
61125 | PO BOX | ROCKFORD | IL | PRIMARY | 42.27 | -89.06
61126 | PO BOX | ROCKFORD | IL | PRIMARY | 42.27 | -89.06
61130 | PO BOX | LOVES PARK | IL | PRIMARY | 42.33 | -89.01
61131 | PO BOX | LOVES PARK | IL | PRIMARY | 42.33 | -89.01
61132 | PO BOX | LOVES PARK | IL | PRIMARY | 42.33 | -89.01
61072 | STANDARD | ROCKTON | IL | PRIMARY | 42.44 | -89.06
61073 | STANDARD | ROSCOE | IL | PRIMARY | 42.41 | -89
60073 | STANDARD | ROUND LAKE | IL | PRIMARY | 42.34 | -88.11
60075 | PO BOX | RUSSELL | IL | PRIMARY | 42.45 | -87.94
61074 | STANDARD | SAVANNA | IL | PRIMARY | 42.09 | -90.13
61075 | STANDARD | SCALES MOUND | IL | PRIMARY | 42.47 | -90.25
61077 | PO BOX | SEWARD | IL | PRIMARY | 42.24 | -89.33
61078 | STANDARD | SHANNON | IL | PRIMARY | 42.15 | -89.74
61079 | PO BOX | SHIRLAND | IL | PRIMARY | 42.46 | -89.2
60076 | STANDARD | SKOKIE | IL | PRIMARY | 42.03 | -87.73
60077 | STANDARD | SKOKIE | IL | PRIMARY | 42.03 | -87.73
61080 | STANDARD | SOUTH BELOIT | IL | PRIMARY | 42.48 | -89.03
60081 | STANDARD | SPRING GROVE | IL | PRIMARY | 42.44 | -88.24
61081 | STANDARD | STERLING | IL | PRIMARY | 41.79 | -89.69
61084 | STANDARD | STILLMAN VALLEY | IL | PRIMARY | 42.1 | -89.17
61085 | STANDARD | STOCKTON | IL | PRIMARY | 42.35 | -90
60082 | PO BOX | TECHNY | IL | PRIMARY | 42.11 | -87.8
60083 | STANDARD | WADSWORTH | IL | PRIMARY | 42.43 | -87.92
61087 | STANDARD | WARREN | IL | PRIMARY | 42.49 | -89.99
60084 | STANDARD | WAUCONDA | IL | PRIMARY | 42.26 | -88.13
60079 | PO BOX | WAUKEGAN | IL | PRIMARY | 42.37 | -87.86
60085 | STANDARD | WAUKEGAN | IL | PRIMARY | 42.37 | -87.86
60087 | STANDARD | WAUKEGAN | IL | PRIMARY | 42.37 | -87.86
60090 | STANDARD | WHEELING | IL | PRIMARY | 42.13 | -87.92
60091 | STANDARD | WILMETTE | IL | PRIMARY | 42.07 | -87.72
61088 | STANDARD | WINNEBAGO | IL | PRIMARY | 42.26 | -89.24
60093 | STANDARD | WINNETKA | IL | PRIMARY | 42.1 | -87.74
61089 | STANDARD | WINSLOW | IL | PRIMARY | 42.49 | -89.79
60096 | STANDARD | WINTHROP HARBOR | IL | PRIMARY | 42.47 | -87.82
60097 | STANDARD | WONDER LAKE | IL | PRIMARY | 42.38 | -88.36
60098 | STANDARD | WOODSTOCK | IL | PRIMARY | 42.31 | -88.43
61091 | PO BOX | WOOSUNG | IL | PRIMARY | 41.91 | -89.57
60099 | STANDARD | ZION | IL | PRIMARY | 42.45 | -87.84
54405 | STANDARD | ABBOTSFORD | WI | PRIMARY | 44.94 | -90.31
54101 | STANDARD | ABRAMS | WI | PRIMARY | 44.78 | -88.06
53910 | STANDARD | ADAMS | WI | PRIMARY | 43.95 | -89.81
53927 | PO BOX | DELLWOOD | WI | PRIMARY | 43.96 | -89.95
53001 | STANDARD | ADELL | WI | PRIMARY | 43.62 | -87.94
53501 | PO BOX | AFTON | WI | PRIMARY | 42.69 | -89.09
53502 | STANDARD | ALBANY | WI | PRIMARY | 42.7 | -89.43
54201 | STANDARD | ALGOMA | WI | PRIMARY | 44.6 | -87.44
53002 | STANDARD | ALLENTON | WI | PRIMARY | 43.47 | -88.35
54909 | STANDARD | ALMOND | WI | PRIMARY | 44.26 | -89.4
54102 | STANDARD | AMBERG | WI | PRIMARY | 45.5 | -88
54406 | STANDARD | AMHERST | WI | PRIMARY | 44.44 | -89.28
54407 | STANDARD | AMHERST JUNCTION | WI | PRIMARY | 44.46 | -89.31
54408 | STANDARD | ANIWA | WI | PRIMARY | 45.01 | -89.2
54409 | STANDARD | ANTIGO | WI | PRIMARY | 45.14 | -89.15
54430 | STANDARD | ELTON | WI | PRIMARY | 45.15 | -88.84
54911 | STANDARD | APPLETON | WI | PRIMARY | 44.26 | -88.39
54912 | PO BOX | APPLETON | WI | PRIMARY | 44.26 | -88.39
54913 | STANDARD | APPLETON | WI | PRIMARY | 44.26 | -88.39
54914 | STANDARD | APPLETON | WI | PRIMARY | 44.26 | -88.39
54915 | STANDARD | APPLETON | WI | PRIMARY | 44.26 | -88.39
54919 | UNIQUE | APPLETON | WI | PRIMARY | 44.26 | -88.39
53503 | STANDARD | ARENA | WI | PRIMARY | 43.16 | -89.91
54511 | STANDARD | ARGONNE | WI | PRIMARY | 45.66 | -88.88
53504 | STANDARD | ARGYLE | WI | PRIMARY | 42.7 | -89.86
53911 | STANDARD | ARLINGTON | WI | PRIMARY | 43.33 | -89.37
54103 | STANDARD | ARMSTRONG CREEK | WI | PRIMARY | 45.65 | -88.44
54410 | STANDARD | ARPIN | WI | PRIMARY | 44.54 | -90.03
53003 | PO BOX | ASHIPPUN | WI | PRIMARY | 43.23 | -88.47
54104 | STANDARD | ATHELSTANE | WI | PRIMARY | 45.43 | -88.09
54411 | STANDARD | ATHENS | WI | PRIMARY | 45.03 | -90.07
54412 | STANDARD | AUBURNDALE | WI | PRIMARY | 44.62 | -90.01
53505 | STANDARD | AVALON | WI | PRIMARY | 42.65 | -88.83
53506 | STANDARD | AVOCA | WI | PRIMARY | 43.18 | -90.32
54413 | PO BOX | BABCOCK | WI | PRIMARY | 44.29 | -90.13
53801 | STANDARD | BAGLEY | WI | PRIMARY | 42.9 | -91.09
54202 | STANDARD | BAILEYS HARBOR | WI | PRIMARY | 45.06 | -87.12
54921 | STANDARD | BANCROFT | WI | PRIMARY | 44.31 | -89.51
53913 | STANDARD | BARABOO | WI | PRIMARY | 43.46 | -89.74
53507 | STANDARD | BARNEVELD | WI | PRIMARY | 43.01 | -89.89
53101 | PO BOX | BASSETT | WI | PRIMARY | 42.52 | -88.24
54922 | STANDARD | BEAR CREEK | WI | PRIMARY | 44.53 | -88.72
53916 | STANDARD | BEAVER DAM | WI | PRIMARY | 43.46 | -88.83
53802 | PO BOX | BEETOWN | WI | PRIMARY | 42.79 | -90.88
53004 | STANDARD | BELGIUM | WI | PRIMARY | 43.5 | -87.85
53508 | STANDARD | BELLEVILLE | WI | PRIMARY | 42.86 | -89.53
53510 | STANDARD | BELMONT | WI | PRIMARY | 42.73 | -90.33
53511 | STANDARD | BELOIT | WI | PRIMARY | 42.52 | -89.02
53512 | PO BOX | BELOIT | WI | PRIMARY | 42.52 | -89.02
53803 | STANDARD | BENTON | WI | PRIMARY | 42.57 | -90.38
54923 | STANDARD | BERLIN | WI | PRIMARY | 43.97 | -88.95
53103 | STANDARD | BIG BEND | WI | PRIMARY | 42.88 | -88.2
54926 | PO BOX | BIG FALLS | WI | PRIMARY | 44.61 | -89.01
54414 | STANDARD | BIRNAMWOOD | WI | PRIMARY | 44.93 | -89.2
54106 | STANDARD | BLACK CREEK | WI | PRIMARY | 44.47 | -88.45
53515 | STANDARD | BLACK EARTH | WI | PRIMARY | 43.13 | -89.74
53516 | STANDARD | BLANCHARDVILLE | WI | PRIMARY | 42.8 | -89.86
54415 | PO BOX | BLENKER | WI | PRIMARY | 44.61 | -89.91
53804 | STANDARD | BLOOMINGTON | WI | PRIMARY | 42.89 | -90.92
53517 | STANDARD | BLUE MOUNDS | WI | PRIMARY | 43.02 | -89.82
53518 | STANDARD | BLUE RIVER | WI | PRIMARY | 43.18 | -90.57
54107 | STANDARD | BONDUEL | WI | PRIMARY | 44.74 | -88.44
54182 | PO BOX | ZACHOW | WI | PRIMARY | 44.73 | -88.34
53805 | STANDARD | BOSCOBEL | WI | PRIMARY | 43.13 | -90.7
53827 | STANDARD | WOODMAN | WI | PRIMARY | 43.09 | -90.79
54512 | STANDARD | BOULDER JUNCTION | WI | PRIMARY | 46.11 | -89.63
54416 | STANDARD | BOWLER | WI | PRIMARY | 44.86 | -88.98
53919 | STANDARD | BRANDON | WI | PRIMARY | 43.73 | -88.78
54513 | STANDARD | BRANTWOOD | WI | PRIMARY | 45.56 | -90.11
53920 | STANDARD | BRIGGSVILLE | WI | PRIMARY | 43.68 | -89.57
54110 | STANDARD | BRILLION | WI | PRIMARY | 44.17 | -88.06
53104 | STANDARD | BRISTOL | WI | PRIMARY | 42.54 | -88.02
53520 | STANDARD | BRODHEAD | WI | PRIMARY | 42.61 | -89.37
54417 | PO BOX | BROKAW | WI | PRIMARY | 45.02 | -89.65
53005 | STANDARD | BROOKFIELD | WI | PRIMARY | 43.06 | -88.11
53008 | PO BOX | BROOKFIELD | WI | PRIMARY | 43.06 | -88.11
53045 | STANDARD | BROOKFIELD | WI | PRIMARY | 43.06 | -88.11
53521 | STANDARD | BROOKLYN | WI | PRIMARY | 42.85 | -89.37
53006 | STANDARD | BROWNSVILLE | WI | PRIMARY | 43.61 | -88.49
53522 | STANDARD | BROWNTOWN | WI | PRIMARY | 42.57 | -89.79
54204 | STANDARD | BRUSSELS | WI | PRIMARY | 44.73 | -87.63
53105 | STANDARD | BURLINGTON | WI | PRIMARY | 42.67 | -88.27
53922 | STANDARD | BURNETT | WI | PRIMARY | 43.52 | -88.7
53007 | STANDARD | BUTLER | WI | PRIMARY | 43.1 | -88.07
54927 | PO BOX | BUTTE DES MORTS | WI | PRIMARY | 44.09 | -88.65
54514 | STANDARD | BUTTERNUT | WI | PRIMARY | 46.01 | -90.49
53108 | STANDARD | CALEDONIA | WI | PRIMARY | 42.82 | -87.93
53923 | STANDARD | CAMBRIA | WI | PRIMARY | 43.54 | -89.11
53523 | STANDARD | CAMBRIDGE | WI | PRIMARY | 43 | -89.01
53010 | STANDARD | CAMPBELLSPORT | WI | PRIMARY | 43.59 | -88.28
53109 | PO BOX | CAMP LAKE | WI | PRIMARY | 42.53 | -88.14
54928 | STANDARD | CAROLINE | WI | PRIMARY | 44.71 | -88.88
53011 | STANDARD | CASCADE | WI | PRIMARY | 43.65 | -88
54205 | STANDARD | CASCO | WI | PRIMARY | 44.55 | -87.61
53806 | STANDARD | CASSVILLE | WI | PRIMARY | 42.71 | -90.99
54515 | STANDARD | CATAWBA | WI | PRIMARY | 45.53 | -90.53
53924 | STANDARD | CAZENOVIA | WI | PRIMARY | 43.52 | -90.19
54111 | STANDARD | CECIL | WI | PRIMARY | 44.81 | -88.44
53012 | STANDARD | CEDARBURG | WI | PRIMARY | 43.29 | -87.98
53013 | STANDARD | CEDAR GROVE | WI | PRIMARY | 43.56 | -87.82
54420 | STANDARD | CHILI | WI | PRIMARY | 44.63 | -90.35
53014 | STANDARD | CHILTON | WI | PRIMARY | 44.02 | -88.16
54517 | STANDARD | CLAM LAKE | WI | PRIMARY | 46.15 | -90.91
53015 | STANDARD | CLEVELAND | WI | PRIMARY | 43.91 | -87.75
53525 | STANDARD | CLINTON | WI | PRIMARY | 42.55 | -88.86
54929 | STANDARD | CLINTONVILLE | WI | PRIMARY | 44.62 | -88.75
53016 | PO BOX | CLYMAN | WI | PRIMARY | 43.31 | -88.71
53526 | STANDARD | COBB | WI | PRIMARY | 42.96 | -90.32
54421 | STANDARD | COLBY | WI | PRIMARY | 44.9 | -90.31
54112 | STANDARD | COLEMAN | WI | PRIMARY | 45.07 | -88.03
53017 | STANDARD | COLGATE | WI | PRIMARY | 43.2 | -88.25
54207 | PO BOX | COLLINS | WI | PRIMARY | 44.08 | -87.98
54930 | STANDARD | COLOMA | WI | PRIMARY | 44.03 | -89.51
53925 | STANDARD | COLUMBUS | WI | PRIMARY | 43.33 | -89.02
54113 | STANDARD | COMBINED LOCKS | WI | PRIMARY | 44.26 | -88.31
54519 | STANDARD | CONOVER | WI | PRIMARY | 46.04 | -89.25
53527 | STANDARD | COTTAGE GROVE | WI | PRIMARY | 43.08 | -89.2
54520 | STANDARD | CRANDON | WI | PRIMARY | 45.56 | -88.89
54114 | STANDARD | CRIVITZ | WI | PRIMARY | 45.23 | -88
53528 | STANDARD | CROSS PLAINS | WI | PRIMARY | 43.11 | -89.64
53807 | STANDARD | CUBA CITY | WI | PRIMARY | 42.6 | -90.43
53110 | STANDARD | CUDAHY | WI | PRIMARY | 42.94 | -87.86
54422 | STANDARD | CURTISS | WI | PRIMARY | 44.95 | -90.43
54423 | STANDARD | CUSTER | WI | PRIMARY | 44.5 | -89.41
54931 | PO BOX | DALE | WI | PRIMARY | 44.26 | -88.68
53926 | STANDARD | DALTON | WI | PRIMARY | 43.68 | -89.19
53529 | STANDARD | DANE | WI | PRIMARY | 43.25 | -89.5
53114 | STANDARD | DARIEN | WI | PRIMARY | 42.6 | -88.71
53530 | STANDARD | DARLINGTON | WI | PRIMARY | 42.68 | -90.11
54418 | STANDARD | BRYANT | WI | PRIMARY | 45.2 | -89.01
54424 | STANDARD | DEERBROOK | WI | PRIMARY | 45.23 | -89.16
54462 | STANDARD | PEARSON | WI | PRIMARY | 45.36 | -89.01
53531 | STANDARD | DEERFIELD | WI | PRIMARY | 43.05 | -89.07
53532 | STANDARD | DE FOREST | WI | PRIMARY | 43.24 | -89.34
53018 | STANDARD | DELAFIELD | WI | PRIMARY | 43.06 | -88.39
53115 | STANDARD | DELAVAN | WI | PRIMARY | 42.62 | -88.63
54208 | STANDARD | DENMARK | WI | PRIMARY | 44.34 | -87.82
54115 | STANDARD | DE PERE | WI | PRIMARY | 44.43 | -88.07
53808 | PO BOX | DICKEYVILLE | WI | PRIMARY | 42.62 | -90.59
53533 | STANDARD | DODGEVILLE | WI | PRIMARY | 42.96 | -90.13
53595 | UNIQUE | DODGEVILLE | WI | PRIMARY | 42.96 | -90.13
54425 | STANDARD | DORCHESTER | WI | PRIMARY | 45 | -90.33
53118 | STANDARD | DOUSMAN | WI | PRIMARY | 43.01 | -88.47
53928 | PO BOX | DOYLESTOWN | WI | PRIMARY | 43.42 | -89.14
53119 | STANDARD | EAGLE | WI | PRIMARY | 42.87 | -88.47
54521 | STANDARD | EAGLE RIVER | WI | PRIMARY | 45.92 | -89.25
53120 | STANDARD | EAST TROY | WI | PRIMARY | 42.78 | -88.39
53019 | STANDARD | EDEN | WI | PRIMARY | 43.69 | -88.36
54426 | STANDARD | EDGAR | WI | PRIMARY | 44.92 | -89.96
53534 | STANDARD | EDGERTON | WI | PRIMARY | 42.83 | -89.07
54209 | STANDARD | EGG HARBOR | WI | PRIMARY | 45.04 | -87.29
54427 | STANDARD | ELAND | WI | PRIMARY | 44.86 | -89.21
54429 | PO BOX | ELDERON | WI | PRIMARY | 44.78 | -89.25
54428 | STANDARD | ELCHO | WI | PRIMARY | 45.43 | -89.18
54932 | STANDARD | ELDORADO | WI | PRIMARY | 43.84 | -88.64
53020 | STANDARD | ELKHART LAKE | WI | PRIMARY | 43.83 | -88.01
53121 | STANDARD | ELKHORN | WI | PRIMARY | 42.67 | -88.54
54210 | STANDARD | ELLISON BAY | WI | PRIMARY | 45.25 | -87.06
53122 | STANDARD | ELM GROVE | WI | PRIMARY | 43.04 | -88.08
53929 | STANDARD | ELROY | WI | PRIMARY | 43.74 | -90.27
54933 | PO BOX | EMBARRASS | WI | PRIMARY | 44.67 | -88.7
53930 | STANDARD | ENDEAVOR | WI | PRIMARY | 43.71 | -89.46
54211 | PO BOX | EPHRAIM | WI | PRIMARY | 45.15 | -87.16
54934 | PO BOX | EUREKA | WI | PRIMARY | 44 | -88.84
53536 | STANDARD | EVANSVILLE | WI | PRIMARY | 42.77 | -89.29
53931 | PO BOX | FAIRWATER | WI | PRIMARY | 43.74 | -88.86
53932 | STANDARD | FALL RIVER | WI | PRIMARY | 43.38 | -89.04
54120 | STANDARD | FENCE | WI | PRIMARY | 45.75 | -88.43
53809 | STANDARD | FENNIMORE | WI | PRIMARY | 42.98 | -90.65
54524 | STANDARD | FIFIELD | WI | PRIMARY | 45.87 | -90.42
54212 | STANDARD | FISH CREEK | WI | PRIMARY | 45.13 | -87.23
54121 | STANDARD | FLORENCE | WI | PRIMARY | 45.93 | -88.25
54935 | STANDARD | FOND DU LAC | WI | PRIMARY | 43.77 | -88.44
54936 | PO BOX | FOND DU LAC | WI | PRIMARY | 43.77 | -88.44
54937 | STANDARD | FOND DU LAC | WI | PRIMARY | 43.77 | -88.44
53125 | STANDARD | FONTANA | WI | PRIMARY | 42.54 | -88.55
53537 | PO BOX | FOOTVILLE | WI | PRIMARY | 42.67 | -89.2
54123 | STANDARD | FOREST JUNCTION | WI | PRIMARY | 44.21 | -88.15
54213 | STANDARD | FORESTVILLE | WI | PRIMARY | 44.69 | -87.47
53538 | STANDARD | FORT ATKINSON | WI | PRIMARY | 42.92 | -88.84
53933 | STANDARD | FOX LAKE | WI | PRIMARY | 43.56 | -88.91
54214 | PO BOX | FRANCIS CREEK | WI | PRIMARY | 44.2 | -87.72
53126 | STANDARD | FRANKSVILLE | WI | PRIMARY | 42.79 | -87.99
53021 | STANDARD | FREDONIA | WI | PRIMARY | 43.46 | -87.95
54940 | STANDARD | FREMONT | WI | PRIMARY | 44.25 | -88.87
53934 | STANDARD | FRIENDSHIP | WI | PRIMARY | 43.97 | -89.82
53935 | PO BOX | FRIESLAND | WI | PRIMARY | 43.58 | -89.06
53127 | PO BOX | GENESEE DEPOT | WI | PRIMARY | 42.88 | -88.36
53128 | STANDARD | GENOA CITY | WI | PRIMARY | 42.5 | -88.32
53022 | STANDARD | GERMANTOWN | WI | PRIMARY | 43.23 | -88.12
54525 | STANDARD | GILE | WI | PRIMARY | 46.42 | -90.22
54124 | STANDARD | GILLETT | WI | PRIMARY | 44.88 | -88.3
54433 | STANDARD | GILMAN | WI | PRIMARY | 45.16 | -90.8
54434 | PO BOX | JUMP RIVER | WI | PRIMARY | 45.35 | -90.8
54439 | PO BOX | HANNIBAL | WI | PRIMARY | 45.24 | -90.78
54435 | STANDARD | GLEASON | WI | PRIMARY | 45.3 | -89.5
53023 | STANDARD | GLENBEULAH | WI | PRIMARY | 43.79 | -88.04
54526 | STANDARD | GLEN FLORA | WI | PRIMARY | 45.49 | -90.89
53810 | STANDARD | GLEN HAVEN | WI | PRIMARY | 42.83 | -91.06
54527 | STANDARD | GLIDDEN | WI | PRIMARY | 46.13 | -90.57
54125 | STANDARD | GOODMAN | WI | PRIMARY | 45.63 | -88.34
53540 | PO BOX | GOTHAM | WI | PRIMARY | 43.21 | -90.29
53024 | STANDARD | GRAFTON | WI | PRIMARY | 43.31 | -87.95
53936 | STANDARD | GRAND MARSH | WI | PRIMARY | 43.89 | -89.71
54436 | STANDARD | GRANTON | WI | PRIMARY | 44.58 | -90.46
53541 | STANDARD | GRATIOT | WI | PRIMARY | 42.57 | -90.02
54301 | STANDARD | GREEN BAY | WI | PRIMARY | 44.52 | -87.98
54302 | STANDARD | GREEN BAY | WI | PRIMARY | 44.52 | -87.98
54303 | STANDARD | GREEN BAY | WI | PRIMARY | 44.52 | -87.98
54304 | STANDARD | GREEN BAY | WI | PRIMARY | 44.52 | -87.98
54305 | PO BOX | GREEN BAY | WI | PRIMARY | 44.52 | -87.98
54306 | PO BOX | GREEN BAY | WI | PRIMARY | 44.52 | -87.98
54307 | PO BOX | GREEN BAY | WI | PRIMARY | 44.52 | -87.98
54308 | PO BOX | GREEN BAY | WI | PRIMARY | 44.52 | -87.98
54311 | STANDARD | GREEN BAY | WI | PRIMARY | 44.52 | -87.98
54313 | STANDARD | GREEN BAY | WI | PRIMARY | 44.52 | -87.98
54324 | PO BOX | GREEN BAY | WI | PRIMARY | 44.52 | -87.98
54344 | UNIQUE | GREEN BAY | WI | PRIMARY | 44.52 | -87.98
53026 | PO BOX | GREENBUSH | WI | PRIMARY | 43.77 | -88.1
53129 | STANDARD | GREENDALE | WI | PRIMARY | 42.93 | -88
54941 | STANDARD | GREEN LAKE | WI | PRIMARY | 43.84 | -88.95
54126 | STANDARD | GREENLEAF | WI | PRIMARY | 44.31 | -88.09
54942 | STANDARD | GREENVILLE | WI | PRIMARY | 44.29 | -88.53
54437 | STANDARD | GREENWOOD | WI | PRIMARY | 44.77 | -90.6
54128 | STANDARD | GRESHAM | WI | PRIMARY | 44.84 | -88.78
53130 | STANDARD | HALES CORNERS | WI | PRIMARY | 42.94 | -88.04
53132 | STANDARD | FRANKLIN | WI | PRIMARY | 42.88 | -88
54943 | STANDARD | HANCOCK | WI | PRIMARY | 44.13 | -89.52
54529 | STANDARD | HARSHAW | WI | PRIMARY | 45.66 | -89.65
53027 | STANDARD | HARTFORD | WI | PRIMARY | 43.32 | -88.38
53029 | STANDARD | HARTLAND | WI | PRIMARY | 43.09 | -88.34
54440 | STANDARD | HATLEY | WI | PRIMARY | 44.88 | -89.33
54530 | STANDARD | HAWKINS | WI | PRIMARY | 45.51 | -90.71
53811 | STANDARD | HAZEL GREEN | WI | PRIMARY | 42.53 | -90.43
54531 | STANDARD | HAZELHURST | WI | PRIMARY | 45.79 | -89.71
53137 | STANDARD | HELENVILLE | WI | PRIMARY | 43.01 | -88.71
53543 | STANDARD | HIGHLAND | WI | PRIMARY | 43.04 | -90.37
54129 | STANDARD | HILBERT | WI | PRIMARY | 44.14 | -88.15
53937 | STANDARD | HILLPOINT | WI | PRIMARY | 43.38 | -90.16
53031 | PO BOX | HINGHAM | WI | PRIMARY | 43.75 | -87.86
53544 | STANDARD | HOLLANDALE | WI | PRIMARY | 42.87 | -89.93
53138 | PO BOX | HONEY CREEK | WI | PRIMARY | 42.71 | -88.36
53032 | STANDARD | HORICON | WI | PRIMARY | 43.44 | -88.63
54944 | STANDARD | HORTONVILLE | WI | PRIMARY | 44.33 | -88.63
53033 | STANDARD | HUBERTUS | WI | PRIMARY | 43.23 | -88.24
54534 | STANDARD | HURLEY | WI | PRIMARY | 46.44 | -90.19
53034 | STANDARD | HUSTISFORD | WI | PRIMARY | 43.34 | -88.6
54945 | STANDARD | IOLA | WI | PRIMARY | 44.5 | -89.12
54990 | UNIQUE | IOLA | WI | PRIMARY | 44.5 | -89.12
54442 | STANDARD | IRMA | WI | PRIMARY | 45.34 | -89.66
54536 | PO BOX | IRON BELT | WI | PRIMARY | 46.4 | -90.32
53035 | STANDARD | IRON RIDGE | WI | PRIMARY | 43.39 | -88.53
53036 | STANDARD | IXONIA | WI | PRIMARY | 43.16 | -88.58
53037 | STANDARD | JACKSON | WI | PRIMARY | 43.32 | -88.16
53545 | STANDARD | JANESVILLE | WI | PRIMARY | 42.68 | -89.01
53546 | STANDARD | JANESVILLE | WI | PRIMARY | 42.68 | -89.01
53547 | PO BOX | JANESVILLE | WI | PRIMARY | 42.68 | -89.01
53548 | STANDARD | JANESVILLE | WI | PRIMARY | 42.68 | -89.07
53549 | STANDARD | JEFFERSON | WI | PRIMARY | 43 | -88.8
53038 | STANDARD | JOHNSON CREEK | WI | PRIMARY | 43.07 | -88.77
53550 | STANDARD | JUDA | WI | PRIMARY | 42.55 | -89.49
54443 | STANDARD | JUNCTION CITY | WI | PRIMARY | 44.59 | -89.76
53039 | STANDARD | JUNEAU | WI | PRIMARY | 43.4 | -88.7
53139 | STANDARD | KANSASVILLE | WI | PRIMARY | 42.7 | -88.12
54130 | STANDARD | KAUKAUNA | WI | PRIMARY | 44.27 | -88.26
54131 | PO BOX | FREEDOM | WI | PRIMARY | 44.38 | -88.28
54215 | PO BOX | KELLNERSVILLE | WI | PRIMARY | 44.22 | -87.8
54537 | STANDARD | KENNAN | WI | PRIMARY | 45.53 | -90.58
53140 | STANDARD | KENOSHA | WI | PRIMARY | 42.58 | -87.85
53141 | PO BOX | KENOSHA | WI | PRIMARY | 42.58 | -87.85
53142 | STANDARD | KENOSHA | WI | PRIMARY | 42.58 | -87.85
53143 | STANDARD | KENOSHA | WI | PRIMARY | 42.58 | -87.85
53144 | STANDARD | KENOSHA | WI | PRIMARY | 42.58 | -87.85
54135 | STANDARD | KESHENA | WI | PRIMARY | 44.88 | -88.63
53040 | STANDARD | KEWASKUM | WI | PRIMARY | 43.52 | -88.23
54216 | STANDARD | KEWAUNEE | WI | PRIMARY | 44.46 | -87.51
53042 | STANDARD | KIEL | WI | PRIMARY | 43.91 | -88.03
53812 | PO BOX | KIELER | WI | PRIMARY | 42.58 | -90.59
54136 | STANDARD | KIMBERLY | WI | PRIMARY | 44.27 | -88.34
54946 | PO BOX | KING | WI | PRIMARY | 44.33 | -89.13
53939 | PO BOX | KINGSTON | WI | PRIMARY | 43.69 | -89.13
53044 | STANDARD | KOHLER | WI | PRIMARY | 43.73 | -87.77
54127 | STANDARD | GREEN VALLEY | WI | PRIMARY | 44.79 | -88.26
54137 | STANDARD | KRAKOW | WI | PRIMARY | 44.75 | -88.25
54171 | STANDARD | SOBIESKI | WI | PRIMARY | 44.71 | -88.06
54538 | STANDARD | LAC DU FLAMBEAU | WI | PRIMARY | 45.97 | -89.9
53940 | PO BOX | LAKE DELTON | WI | PRIMARY | 43.59 | -89.78
53147 | STANDARD | LAKE GENEVA | WI | PRIMARY | 42.58 | -88.42
53551 | STANDARD | LAKE MILLS | WI | PRIMARY | 43.07 | -88.9
54539 | STANDARD | LAKE TOMAHAWK | WI | PRIMARY | 45.81 | -89.59
54543 | PO BOX | MC NAUGHTON | WI | PRIMARY | 45.73 | -89.55
54138 | STANDARD | LAKEWOOD | WI | PRIMARY | 45.29 | -88.51
53813 | STANDARD | LANCASTER | WI | PRIMARY | 42.84 | -90.7
54540 | STANDARD | LAND O LAKES | WI | PRIMARY | 46.16 | -89.23
53046 | STANDARD | LANNON | WI | PRIMARY | 43.15 | -88.16
54541 | STANDARD | LAONA | WI | PRIMARY | 45.56 | -88.68
54947 | STANDARD | LARSEN | WI | PRIMARY | 44.18 | -88.61
53941 | STANDARD | LA VALLE | WI | PRIMARY | 43.58 | -90.13
53047 | PO BOX | LEBANON | WI | PRIMARY | 43.23 | -88.59
54139 | STANDARD | LENA | WI | PRIMARY | 44.95 | -88.05
54948 | STANDARD | LEOPOLIS | WI | PRIMARY | 44.76 | -88.83
53942 | PO BOX | LIME RIDGE | WI | PRIMARY | 43.46 | -90.15
53535 | PO BOX | EDMUND | WI | PRIMARY | 42.97 | -90.24
53553 | STANDARD | LINDEN | WI | PRIMARY | 42.91 | -90.27
54140 | STANDARD | LITTLE CHUTE | WI | PRIMARY | 44.28 | -88.31
54141 | STANDARD | LITTLE SUAMICO | WI | PRIMARY | 44.71 | -88.01
53554 | STANDARD | LIVINGSTON | WI | PRIMARY | 42.9 | -90.43
53555 | STANDARD | LODI | WI | PRIMARY | 43.31 | -89.53
53943 | STANDARD | LOGANVILLE | WI | PRIMARY | 43.43 | -90.03
53048 | STANDARD | LOMIRA | WI | PRIMARY | 43.58 | -88.44
53556 | STANDARD | LONE ROCK | WI | PRIMARY | 43.18 | -90.2
54542 | STANDARD | LONG LAKE | WI | PRIMARY | 45.83 | -88.66
53557 | STANDARD | LOWELL | WI | PRIMARY | 43.33 | -88.82
54446 | STANDARD | LOYAL | WI | PRIMARY | 44.73 | -90.49
54447 | STANDARD | LUBLIN | WI | PRIMARY | 45.07 | -90.72
54217 | STANDARD | LUXEMBURG | WI | PRIMARY | 44.54 | -87.7
53944 | STANDARD | LYNDON STATION | WI | PRIMARY | 43.71 | -89.89
53148 | PO BOX | LYONS | WI | PRIMARY | 42.65 | -88.32
53558 | STANDARD | MC FARLAND | WI | PRIMARY | 43.01 | -89.29
53562 | STANDARD | MIDDLETON | WI | PRIMARY | 43.1 | -89.5
53593 | STANDARD | VERONA | WI | PRIMARY | 42.98 | -89.53
53701 | PO BOX | MADISON | WI | PRIMARY | 43.07 | -89.38
53702 | UNIQUE | MADISON | WI | PRIMARY | 43.07 | -89.38
53703 | STANDARD | MADISON | WI | PRIMARY | 43.07 | -89.38
53704 | STANDARD | MADISON | WI | PRIMARY | 43.07 | -89.38
53705 | STANDARD | MADISON | WI | PRIMARY | 43.07 | -89.38
53706 | STANDARD | MADISON | WI | PRIMARY | 43.07 | -89.38
53707 | PO BOX | MADISON | WI | PRIMARY | 43.07 | -89.38
53708 | PO BOX | MADISON | WI | PRIMARY | 43.07 | -89.38
53711 | STANDARD | MADISON | WI | PRIMARY | 43.07 | -89.38
53713 | STANDARD | MADISON | WI | PRIMARY | 43.07 | -89.38
53714 | STANDARD | MADISON | WI | PRIMARY | 43.07 | -89.38
53715 | STANDARD | MADISON | WI | PRIMARY | 43.07 | -89.38
53716 | STANDARD | MADISON | WI | PRIMARY | 43.07 | -89.38
53717 | STANDARD | MADISON | WI | PRIMARY | 43.07 | -89.38
53718 | STANDARD | MADISON | WI | PRIMARY | 43.07 | -89.38
53719 | STANDARD | MADISON | WI | PRIMARY | 43.07 | -89.38
53725 | STANDARD | MADISON | WI | PRIMARY | 43.07 | -89.38
53726 | STANDARD | MADISON | WI | PRIMARY | 43.07 | -89.38
53744 | STANDARD | MADISON | WI | PRIMARY | 43.07 | -89.38
53774 | UNIQUE | MADISON | WI | PRIMARY | 43.07 | -89.4
53777 | UNIQUE | MADISON | WI | PRIMARY | 43.07 | -89.38
53778 | UNIQUE | MADISON | WI | PRIMARY | 43.07 | -89.38
53779 | UNIQUE | MADISON | WI | PRIMARY | 43.07 | -89.38
53782 | UNIQUE | MADISON | WI | PRIMARY | 43.07 | -89.38
53783 | UNIQUE | MADISON | WI | PRIMARY | 43.07 | -89.38
53784 | UNIQUE | MADISON | WI | PRIMARY | 43.07 | -89.38
53785 | UNIQUE | MADISON | WI | PRIMARY | 43.07 | -89.38
53786 | UNIQUE | MADISON | WI | PRIMARY | 43.07 | -89.38
53788 | UNIQUE | MADISON | WI | PRIMARY | 43.07 | -89.38
53789 | UNIQUE | MADISON | WI | PRIMARY | 43.07 | -89.38
53790 | UNIQUE | MADISON | WI | PRIMARY | 43.07 | -89.38
53791 | UNIQUE | MADISON | WI | PRIMARY | 43.07 | -89.38
53792 | UNIQUE | MADISON | WI | PRIMARY | 43.07 | -89.38
53793 | UNIQUE | MADISON | WI | PRIMARY | 43.07 | -89.38
53794 | UNIQUE | MADISON | WI | PRIMARY | 43.07 | -89.38
53049 | STANDARD | MALONE | WI | PRIMARY | 43.88 | -88.28
54949 | STANDARD | MANAWA | WI | PRIMARY | 44.46 | -88.92
54545 | STANDARD | MANITOWISH WATERS | WI | PRIMARY | 46.13 | -89.88
54220 | STANDARD | MANITOWOC | WI | PRIMARY | 44.09 | -87.67
54221 | PO BOX | MANITOWOC | WI | PRIMARY | 44.09 | -87.67
54226 | PO BOX | MAPLEWOOD | WI | PRIMARY | 44.75 | -87.48
54448 | STANDARD | MARATHON | WI | PRIMARY | 44.98 | -89.89
54227 | STANDARD | MARIBEL | WI | PRIMARY | 44.27 | -87.8
54143 | STANDARD | MARINETTE | WI | PRIMARY | 45.08 | -87.62
54950 | STANDARD | MARION | WI | PRIMARY | 44.67 | -88.88
53946 | STANDARD | MARKESAN | WI | PRIMARY | 43.7 | -88.98
53947 | PO BOX | MARQUETTE | WI | PRIMARY | 43.74 | -89.13
53559 | STANDARD | MARSHALL | WI | PRIMARY | 43.17 | -89.06
54404 | UNIQUE | MARSHFIELD | WI | PRIMARY | 44.66 | -90.17
54441 | STANDARD | HEWITT | WI | PRIMARY | 44.64 | -90.1
54449 | STANDARD | MARSHFIELD | WI | PRIMARY | 44.66 | -90.17
54472 | UNIQUE | MARSHFIELD | WI | PRIMARY | 44.66 | -90.17
54450 | PO BOX | MATTOON | WI | PRIMARY | 45 | -89.04
54464 | PO BOX | PHLOX | WI | PRIMARY | 45.04 | -89.01
53948 | STANDARD | MAUSTON | WI | PRIMARY | 43.8 | -90.08
53050 | STANDARD | MAYVILLE | WI | PRIMARY | 43.49 | -88.54
53560 | STANDARD | MAZOMANIE | WI | PRIMARY | 43.17 | -89.79
54451 | STANDARD | MEDFORD | WI | PRIMARY | 45.13 | -90.34
54546 | STANDARD | MELLEN | WI | PRIMARY | 46.32 | -90.66
54952 | STANDARD | MENASHA | WI | PRIMARY | 44.21 | -88.43
53051 | STANDARD | MENOMONEE FALLS | WI | PRIMARY | 43.14 | -88.12
53052 | PO BOX | MENOMONEE FALLS | WI | PRIMARY | 43.14 | -88.12
54547 | STANDARD | MERCER | WI | PRIMARY | 46.16 | -90.06
54452 | STANDARD | MERRILL | WI | PRIMARY | 45.18 | -89.7
53561 | STANDARD | MERRIMAC | WI | PRIMARY | 43.37 | -89.62
53056 | PO BOX | MERTON | WI | PRIMARY | 43.14 | -88.31
54454 | STANDARD | MILLADORE | WI | PRIMARY | 44.6 | -89.85
53563 | STANDARD | MILTON | WI | PRIMARY | 42.77 | -88.94
53201 | PO BOX | MILWAUKEE | WI | PRIMARY | 43.06 | -87.96
53202 | STANDARD | MILWAUKEE | WI | PRIMARY | 43.06 | -87.96
53203 | STANDARD | MILWAUKEE | WI | PRIMARY | 43.06 | -87.96
53204 | STANDARD | MILWAUKEE | WI | PRIMARY | 43.06 | -87.96
53205 | STANDARD | MILWAUKEE | WI | PRIMARY | 43.06 | -87.96
53206 | STANDARD | MILWAUKEE | WI | PRIMARY | 43.06 | -87.96
53207 | STANDARD | MILWAUKEE | WI | PRIMARY | 43.06 | -87.96
53208 | STANDARD | MILWAUKEE | WI | PRIMARY | 43.06 | -87.96
53209 | STANDARD | MILWAUKEE | WI | PRIMARY | 43.06 | -87.96
53210 | STANDARD | MILWAUKEE | WI | PRIMARY | 43.06 | -87.96
53211 | STANDARD | MILWAUKEE | WI | PRIMARY | 43.06 | -87.96
53212 | STANDARD | MILWAUKEE | WI | PRIMARY | 43.06 | -87.96
53213 | STANDARD | MILWAUKEE | WI | PRIMARY | 43.06 | -87.96
53214 | STANDARD | MILWAUKEE | WI | PRIMARY | 43.06 | -87.96
53215 | STANDARD | MILWAUKEE | WI | PRIMARY | 43.06 | -87.96
53216 | STANDARD | MILWAUKEE | WI | PRIMARY | 43.06 | -87.96
53217 | STANDARD | MILWAUKEE | WI | PRIMARY | 43.06 | -87.96
53218 | STANDARD | MILWAUKEE | WI | PRIMARY | 43.06 | -87.96
53219 | STANDARD | MILWAUKEE | WI | PRIMARY | 43.06 | -87.96
53220 | STANDARD | MILWAUKEE | WI | PRIMARY | 43.06 | -87.96
53221 | STANDARD | MILWAUKEE | WI | PRIMARY | 43.06 | -87.96
53222 | STANDARD | MILWAUKEE | WI | PRIMARY | 43.06 | -87.96
53223 | STANDARD | MILWAUKEE | WI | PRIMARY | 43.06 | -87.96
53224 | STANDARD | MILWAUKEE | WI | PRIMARY | 43.06 | -87.96
53225 | STANDARD | MILWAUKEE | WI | PRIMARY | 43.06 | -87.96
53226 | STANDARD | MILWAUKEE | WI | PRIMARY | 43.06 | -87.96
53227 | STANDARD | MILWAUKEE | WI | PRIMARY | 43.06 | -87.96
53228 | STANDARD | MILWAUKEE | WI | PRIMARY | 43.06 | -87.96
53233 | STANDARD | MILWAUKEE | WI | PRIMARY | 43.06 | -87.96
53234 | PO BOX | MILWAUKEE | WI | PRIMARY | 43.06 | -87.96
53235 | STANDARD | SAINT FRANCIS | WI | PRIMARY | 42.97 | -87.87
53237 | PO BOX | MILWAUKEE | WI | PRIMARY | 43.06 | -87.96
53259 | UNIQUE | MILWAUKEE | WI | PRIMARY | 43.06 | -87.96
53263 | UNIQUE | MILWAUKEE | WI | PRIMARY | 43.06 | -87.96
53267 | UNIQUE | MILWAUKEE | WI | PRIMARY | 43.06 | -87.96
53268 | UNIQUE | MILWAUKEE | WI | PRIMARY | 43.06 | -87.96
53274 | UNIQUE | MILWAUKEE | WI | PRIMARY | 43.06 | -87.96
53278 | UNIQUE | MILWAUKEE | WI | PRIMARY | 43.06 | -87.96
53288 | UNIQUE | MILWAUKEE | WI | PRIMARY | 43.06 | -87.96
53290 | UNIQUE | MILWAUKEE | WI | PRIMARY | 43.06 | -87.96
53293 | UNIQUE | MILWAUKEE | WI | PRIMARY | 43.06 | -87.96
53295 | UNIQUE | MILWAUKEE | WI | PRIMARY | 43.06 | -87.96
53565 | STANDARD | MINERAL POINT | WI | PRIMARY | 42.86 | -90.18
54548 | STANDARD | MINOCQUA | WI | PRIMARY | 45.86 | -89.69
54228 | STANDARD | MISHICOT | WI | PRIMARY | 44.23 | -87.64
53566 | STANDARD | MONROE | WI | PRIMARY | 42.59 | -89.64
53949 | STANDARD | MONTELLO | WI | PRIMARY | 43.79 | -89.33
53569 | STANDARD | MONTFORT | WI | PRIMARY | 42.97 | -90.43
53570 | STANDARD | MONTICELLO | WI | PRIMARY | 42.74 | -89.58
54550 | STANDARD | MONTREAL | WI | PRIMARY | 46.43 | -90.23
54565 | STANDARD | UPSON | WI | PRIMARY | 46.36 | -90.4
53571 | PO BOX | MORRISONVILLE | WI | PRIMARY | 43.27 | -89.35
54455 | STANDARD | MOSINEE | WI | PRIMARY | 44.78 | -89.68
54149 | STANDARD | MOUNTAIN | WI | PRIMARY | 45.18 | -88.48
53057 | STANDARD | MOUNT CALVARY | WI | PRIMARY | 43.82 | -88.24
53816 | STANDARD | MOUNT HOPE | WI | PRIMARY | 42.96 | -90.85
53572 | STANDARD | MOUNT HOREB | WI | PRIMARY | 43 | -89.73
53149 | STANDARD | MUKWONAGO | WI | PRIMARY | 42.86 | -88.33
53573 | STANDARD | MUSCODA | WI | PRIMARY | 43.18 | -90.43
53150 | STANDARD | MUSKEGO | WI | PRIMARY | 42.89 | -88.12
53058 | STANDARD | NASHOTAH | WI | PRIMARY | 43.09 | -88.4
54956 | STANDARD | NEENAH | WI | PRIMARY | 44.16 | -88.47
54957 | PO BOX | NEENAH | WI | PRIMARY | 44.16 | -88.47
54456 | STANDARD | NEILLSVILLE | WI | PRIMARY | 44.56 | -90.59
54457 | STANDARD | NEKOOSA | WI | PRIMARY | 44.31 | -89.9
54458 | PO BOX | NELSONVILLE | WI | PRIMARY | 44.49 | -89.31
54150 | STANDARD | NEOPIT | WI | PRIMARY | 44.98 | -88.82
53059 | STANDARD | NEOSHO | WI | PRIMARY | 43.3 | -88.51
54960 | STANDARD | NESHKORO | WI | PRIMARY | 43.96 | -89.21
53060 | PO BOX | NEWBURG | WI | PRIMARY | 43.43 | -88.04
54229 | STANDARD | NEW FRANKEN | WI | PRIMARY | 44.53 | -87.83
53574 | STANDARD | NEW GLARUS | WI | PRIMARY | 42.81 | -89.63
53061 | STANDARD | NEW HOLSTEIN | WI | PRIMARY | 43.94 | -88.09
53062 | UNIQUE | NEW HOLSTEIN | WI | PRIMARY | 43.94 | -88.09
53950 | STANDARD | NEW LISBON | WI | PRIMARY | 43.87 | -90.16
54961 | STANDARD | NEW LONDON | WI | PRIMARY | 44.39 | -88.73
53152 | PO BOX | NEW MUNSTER | WI | PRIMARY | 42.58 | -88.24
53063 | STANDARD | NEWTON | WI | PRIMARY | 43.99 | -87.73
54151 | STANDARD | NIAGARA | WI | PRIMARY | 45.78 | -88
54152 | PO BOX | NICHOLS | WI | PRIMARY | 44.56 | -88.46
53951 | STANDARD | NORTH FREEDOM | WI | PRIMARY | 43.45 | -89.86
53064 | PO BOX | NORTH LAKE | WI | PRIMARY | 43.14 | -88.24
53153 | STANDARD | NORTH PRAIRIE | WI | PRIMARY | 42.93 | -88.39
53154 | STANDARD | OAK CREEK | WI | PRIMARY | 42.88 | -87.89
53065 | STANDARD | OAKFIELD | WI | PRIMARY | 43.68 | -88.54
53066 | STANDARD | OCONOMOWOC | WI | PRIMARY | 43.1 | -88.49
54153 | STANDARD | OCONTO | WI | PRIMARY | 44.89 | -87.86
54154 | STANDARD | OCONTO FALLS | WI | PRIMARY | 44.87 | -88.14
54962 | STANDARD | OGDENSBURG | WI | PRIMARY | 44.45 | -89.03
54459 | STANDARD | OGEMA | WI | PRIMARY | 45.44 | -90.29
53069 | STANDARD | OKAUCHEE | WI | PRIMARY | 43.11 | -88.43
54963 | STANDARD | OMRO | WI | PRIMARY | 44.03 | -88.74
54155 | STANDARD | ONEIDA | WI | PRIMARY | 44.49 | -88.21
53070 | STANDARD | OOSTBURG | WI | PRIMARY | 43.62 | -87.79
53575 | STANDARD | OREGON | WI | PRIMARY | 42.92 | -89.38
53542 | PO BOX | HANOVER | WI | PRIMARY | 42.69 | -89.09
53576 | STANDARD | ORFORDVILLE | WI | PRIMARY | 42.62 | -89.25
54901 | STANDARD | OSHKOSH | WI | PRIMARY | 44.01 | -88.55
54902 | STANDARD | OSHKOSH | WI | PRIMARY | 44.01 | -88.55
54903 | PO BOX | OSHKOSH | WI | PRIMARY | 44.01 | -88.55
54904 | STANDARD | OSHKOSH | WI | PRIMARY | 44.01 | -88.55
54906 | UNIQUE | OSHKOSH | WI | PRIMARY | 44.01 | -88.55
54460 | STANDARD | OWEN | WI | PRIMARY | 44.94 | -90.56
53952 | STANDARD | OXFORD | WI | PRIMARY | 43.78 | -89.56
53953 | PO BOX | PACKWAUKEE | WI | PRIMARY | 43.78 | -89.39
53156 | STANDARD | PALMYRA | WI | PRIMARY | 42.87 | -88.58
53954 | STANDARD | PARDEEVILLE | WI | PRIMARY | 43.53 | -89.3
54552 | STANDARD | PARK FALLS | WI | PRIMARY | 45.93 | -90.44
53817 | PO BOX | PATCH GROVE | WI | PRIMARY | 42.93 | -90.97
54463 | STANDARD | PELICAN LAKE | WI | PRIMARY | 45.5 | -89.11
53157 | PO BOX | PELL LAKE | WI | PRIMARY | 42.54 | -88.35
54119 | STANDARD | DUNBAR | WI | PRIMARY | 45.65 | -88.18
54156 | STANDARD | PEMBINE | WI | PRIMARY | 45.63 | -88
54157 | STANDARD | PESHTIGO | WI | PRIMARY | 45.05 | -87.74
53072 | STANDARD | PEWAUKEE | WI | PRIMARY | 43.08 | -88.25
54554 | STANDARD | PHELPS | WI | PRIMARY | 46.06 | -89.08
54555 | STANDARD | PHILLIPS | WI | PRIMARY | 45.69 | -90.39
54465 | STANDARD | PICKEREL | WI | PRIMARY | 45.36 | -88.91
54964 | STANDARD | PICKETT | WI | PRIMARY | 43.91 | -88.73
54965 | STANDARD | PINE RIVER | WI | PRIMARY | 44.15 | -89.08
54466 | STANDARD | PITTSVILLE | WI | PRIMARY | 44.45 | -90.13
53577 | STANDARD | PLAIN | WI | PRIMARY | 43.27 | -90.04
54966 | STANDARD | PLAINFIELD | WI | PRIMARY | 44.21 | -89.49
53818 | STANDARD | PLATTEVILLE | WI | PRIMARY | 42.73 | -90.47
53158 | STANDARD | PLEASANT PRAIRIE | WI | PRIMARY | 42.52 | -87.88
54467 | STANDARD | PLOVER | WI | PRIMARY | 44.46 | -89.54
53073 | STANDARD | PLYMOUTH | WI | PRIMARY | 43.74 | -87.97
53901 | STANDARD | PORTAGE | WI | PRIMARY | 43.54 | -89.46
54469 | STANDARD | PORT EDWARDS | WI | PRIMARY | 44.34 | -89.84
54159 | STANDARD | PORTERFIELD | WI | PRIMARY | 45.15 | -87.8
53074 | STANDARD | PORT WASHINGTON | WI | PRIMARY | 43.39 | -87.87
53820 | STANDARD | POTOSI | WI | PRIMARY | 42.68 | -90.71
54160 | PO BOX | POTTER | WI | PRIMARY | 44.11 | -88.09
54161 | STANDARD | POUND | WI | PRIMARY | 45.09 | -88.03
53159 | PO BOX | POWERS LAKE | WI | PRIMARY | 42.54 | -88.3
53955 | STANDARD | POYNETTE | WI | PRIMARY | 43.39 | -89.4
54967 | STANDARD | POY SIPPI | WI | PRIMARY | 44.13 | -89
53821 | STANDARD | PRAIRIE DU CHIEN | WI | PRIMARY | 43.04 | -91.14
53578 | STANDARD | PRAIRIE DU SAC | WI | PRIMARY | 43.29 | -89.72
54556 | STANDARD | PRENTICE | WI | PRIMARY | 45.54 | -90.28
54557 | STANDARD | PRESQUE ISLE | WI | PRIMARY | 46.25 | -89.73
54968 | STANDARD | PRINCETON | WI | PRIMARY | 43.85 | -89.12
54162 | STANDARD | PULASKI | WI | PRIMARY | 44.66 | -88.23
53401 | PO BOX | RACINE | WI | PRIMARY | 42.72 | -87.8
53402 | STANDARD | RACINE | WI | PRIMARY | 42.72 | -87.8
53403 | STANDARD | RACINE | WI | PRIMARY | 42.72 | -87.8
53404 | STANDARD | RACINE | WI | PRIMARY | 42.72 | -87.8
53405 | STANDARD | RACINE | WI | PRIMARY | 42.72 | -87.8
53406 | STANDARD | RACINE | WI | PRIMARY | 42.72 | -87.8
53407 | UNIQUE | RACINE | WI | PRIMARY | 42.72 | -87.8
53408 | PO BOX | RACINE | WI | PRIMARY | 42.72 | -87.8
53956 | STANDARD | RANDOLPH | WI | PRIMARY | 43.53 | -89
53957 | UNIQUE | RANDOLPH | WI | PRIMARY | 43.53 | -89
53075 | STANDARD | RANDOM LAKE | WI | PRIMARY | 43.55 | -87.95
54969 | PO BOX | READFIELD | WI | PRIMARY | 44.26 | -88.76
54970 | STANDARD | REDGRANITE | WI | PRIMARY | 44.05 | -89.1
53958 | UNIQUE | REEDSBURG | WI | PRIMARY | 43.54 | -89.98
53959 | STANDARD | REEDSBURG | WI | PRIMARY | 43.53 | -89.99
54230 | STANDARD | REEDSVILLE | WI | PRIMARY | 44.15 | -87.95
53579 | STANDARD | REESEVILLE | WI | PRIMARY | 43.3 | -88.84
53580 | STANDARD | REWEY | WI | PRIMARY | 42.84 | -90.39
54501 | STANDARD | RHINELANDER | WI | PRIMARY | 45.63 | -89.41
54470 | STANDARD | RIB LAKE | WI | PRIMARY | 45.31 | -90.2
53076 | STANDARD | RICHFIELD | WI | PRIMARY | 43.27 | -88.21
53581 | STANDARD | RICHLAND CENTER | WI | PRIMARY | 43.33 | -90.38
53582 | STANDARD | RIDGEWAY | WI | PRIMARY | 42.99 | -89.99
54471 | STANDARD | RINGLE | WI | PRIMARY | 44.9 | -89.41
53960 | STANDARD | RIO | WI | PRIMARY | 43.45 | -89.23
54971 | STANDARD | RIPON | WI | PRIMARY | 43.84 | -88.84
53167 | PO BOX | ROCHESTER | WI | PRIMARY | 42.74 | -88.22
53961 | STANDARD | ROCK SPRINGS | WI | PRIMARY | 43.47 | -89.91
54974 | STANDARD | ROSENDALE | WI | PRIMARY | 43.8 | -88.67
54473 | STANDARD | ROSHOLT | WI | PRIMARY | 44.63 | -89.3
54474 | STANDARD | ROTHSCHILD | WI | PRIMARY | 44.88 | -89.62
53078 | STANDARD | RUBICON | WI | PRIMARY | 43.31 | -88.45
54475 | STANDARD | RUDOLPH | WI | PRIMARY | 44.49 | -89.8
53079 | STANDARD | SAINT CLOUD | WI | PRIMARY | 43.82 | -88.16
54558 | STANDARD | SAINT GERMAIN | WI | PRIMARY | 45.91 | -89.49
54232 | PO BOX | SAINT NAZIANZ | WI | PRIMARY | 44 | -87.92
53168 | STANDARD | SALEM | WI | PRIMARY | 42.6 | -88.12
53583 | STANDARD | SAUK CITY | WI | PRIMARY | 43.27 | -89.72
53080 | STANDARD | SAUKVILLE | WI | PRIMARY | 43.38 | -87.94
54976 | PO BOX | SAXEVILLE | WI | PRIMARY | 44.18 | -89.11
54559 | STANDARD | SAXON | WI | PRIMARY | 46.49 | -90.41
54560 | STANDARD | SAYNER | WI | PRIMARY | 46 | -89.53
54561 | STANDARD | STAR LAKE | WI | PRIMARY | 46.03 | -89.46
54977 | STANDARD | SCANDINAVIA | WI | PRIMARY | 44.46 | -89.14
54476 | STANDARD | SCHOFIELD | WI | PRIMARY | 44.91 | -89.61
53584 | PO BOX | SEXTONVILLE | WI | PRIMARY | 43.28 | -90.29
54165 | STANDARD | SEYMOUR | WI | PRIMARY | 44.51 | -88.32
53585 | STANDARD | SHARON | WI | PRIMARY | 42.5 | -88.73
54166 | STANDARD | SHAWANO | WI | PRIMARY | 44.77 | -88.58
53081 | STANDARD | SHEBOYGAN | WI | PRIMARY | 43.7 | -87.74
53082 | PO BOX | SHEBOYGAN | WI | PRIMARY | 43.75 | -87.71
53083 | STANDARD | SHEBOYGAN | WI | PRIMARY | 43.82 | -87.75
53085 | STANDARD | SHEBOYGAN FALLS | WI | PRIMARY | 43.72 | -87.82
54169 | STANDARD | SHERWOOD | WI | PRIMARY | 44.17 | -88.27
54170 | STANDARD | SHIOCTON | WI | PRIMARY | 44.44 | -88.57
53586 | STANDARD | SHULLSBURG | WI | PRIMARY | 42.57 | -90.23
53170 | STANDARD | SILVER LAKE | WI | PRIMARY | 42.55 | -88.16
53824 | PO BOX | SINSINAWA | WI | PRIMARY | 42.51 | -90.53
54234 | STANDARD | SISTER BAY | WI | PRIMARY | 45.18 | -87.12
53086 | STANDARD | SLINGER | WI | PRIMARY | 43.33 | -88.28
53171 | PO BOX | SOMERS | WI | PRIMARY | 42.58 | -87.89
53172 | STANDARD | SOUTH MILWAUKEE | WI | PRIMARY | 42.91 | -87.86
53587 | STANDARD | SOUTH WAYNE | WI | PRIMARY | 42.56 | -89.88
54479 | STANDARD | SPENCER | WI | PRIMARY | 44.75 | -90.29
53176 | PO BOX | SPRINGFIELD | WI | PRIMARY | 42.64 | -88.41
53588 | STANDARD | SPRING GREEN | WI | PRIMARY | 43.17 | -90.06
54480 | STANDARD | STETSONVILLE | WI | PRIMARY | 45.07 | -90.31
54481 | STANDARD | STEVENS POINT | WI | PRIMARY | 44.54 | -89.56
54482 | STANDARD | STEVENS POINT | WI | PRIMARY | 44.57 | -89.54
54492 | UNIQUE | STEVENS POINT | WI | PRIMARY | 44.52 | -89.56
53825 | STANDARD | STITZER | WI | PRIMARY | 42.91 | -90.63
53088 | PO BOX | STOCKBRIDGE | WI | PRIMARY | 44.07 | -88.31
53589 | STANDARD | STOUGHTON | WI | PRIMARY | 42.92 | -89.22
54484 | STANDARD | STRATFORD | WI | PRIMARY | 44.8 | -90.07
54235 | STANDARD | STURGEON BAY | WI | PRIMARY | 44.83 | -87.37
53177 | STANDARD | STURTEVANT | WI | PRIMARY | 42.7 | -87.89
54173 | STANDARD | SUAMICO | WI | PRIMARY | 44.63 | -88.05
53178 | STANDARD | SULLIVAN | WI | PRIMARY | 43.01 | -88.58
54485 | STANDARD | SUMMIT LAKE | WI | PRIMARY | 45.38 | -89.19
53590 | STANDARD | SUN PRAIRIE | WI | PRIMARY | 43.18 | -89.23
53596 | UNIQUE | SUN PRAIRIE | WI | PRIMARY | 43.18 | -89.23
54174 | STANDARD | SURING | WI | PRIMARY | 45 | -88.37
53089 | STANDARD | SUSSEX | WI | PRIMARY | 43.13 | -88.21
53091 | STANDARD | THERESA | WI | PRIMARY | 43.51 | -88.45
53092 | STANDARD | THIENSVILLE | WI | PRIMARY | 43.23 | -87.97
53097 | STANDARD | MEQUON | WI | PRIMARY | 43.23 | -87.98
54562 | STANDARD | THREE LAKES | WI | PRIMARY | 45.79 | -89.16
54486 | STANDARD | TIGERTON | WI | PRIMARY | 44.74 | -89.06
54978 | STANDARD | TILLEDA | WI | PRIMARY | 44.81 | -88.9
54240 | PO BOX | TISCH MILLS | WI | PRIMARY | 44.33 | -87.61
54487 | STANDARD | TOMAHAWK | WI | PRIMARY | 45.47 | -89.72
54532 | PO BOX | HEAFFORD JUNCTION | WI | PRIMARY | 45.54 | -89.71
54563 | STANDARD | TONY | WI | PRIMARY | 45.48 | -90.99
54175 | STANDARD | TOWNSEND | WI | PRIMARY | 45.33 | -88.58
53102 | PO BOX | BENET LAKE | WI | PRIMARY | 42.54 | -88.02
53179 | STANDARD | TREVOR | WI | PRIMARY | 42.51 | -88.13
54564 | STANDARD | TRIPOLI | WI | PRIMARY | 45.55 | -90
53181 | STANDARD | TWIN LAKES | WI | PRIMARY | 42.51 | -88.25
54241 | STANDARD | TWO RIVERS | WI | PRIMARY | 44.2 | -87.59
53962 | PO BOX | UNION CENTER | WI | PRIMARY | 43.68 | -90.26
53182 | STANDARD | UNION GROVE | WI | PRIMARY | 42.68 | -88.05
54488 | STANDARD | UNITY | WI | PRIMARY | 44.85 | -90.3
54245 | STANDARD | VALDERS | WI | PRIMARY | 44.06 | -87.88
54979 | STANDARD | VAN DYNE | WI | PRIMARY | 43.87 | -88.52
54489 | STANDARD | VESPER | WI | PRIMARY | 44.48 | -89.96
54566 | STANDARD | WABENO | WI | PRIMARY | 45.43 | -88.66
53093 | STANDARD | WALDO | WI | PRIMARY | 43.67 | -87.94
53183 | STANDARD | WALES | WI | PRIMARY | 43 | -88.37
53184 | STANDARD | WALWORTH | WI | PRIMARY | 42.53 | -88.59
54246 | STANDARD | WASHINGTON ISLAND | WI | PRIMARY | 45.37 | -86.9
53185 | STANDARD | WATERFORD | WI | PRIMARY | 42.76 | -88.21
53594 | STANDARD | WATERLOO | WI | PRIMARY | 43.18 | -88.98
53094 | STANDARD | WATERTOWN | WI | PRIMARY | 43.19 | -88.72
53098 | STANDARD | WATERTOWN | WI | PRIMARY | 43.19 | -88.72
54980 | PO BOX | WAUKAU | WI | PRIMARY | 44 | -88.76
53146 | STANDARD | NEW BERLIN | WI | PRIMARY | 42.97 | -88.12
53151 | STANDARD | NEW BERLIN | WI | PRIMARY | 42.97 | -88.12
53186 | STANDARD | WAUKESHA | WI | PRIMARY | 43.01 | -88.23
53187 | PO BOX | WAUKESHA | WI | PRIMARY | 43.01 | -88.23
53188 | STANDARD | WAUKESHA | WI | PRIMARY | 43.01 | -88.23
53189 | STANDARD | WAUKESHA | WI | PRIMARY | 43.01 | -88.23
53597 | STANDARD | WAUNAKEE | WI | PRIMARY | 43.18 | -89.45
54981 | STANDARD | WAUPACA | WI | PRIMARY | 44.35 | -89.07
53963 | STANDARD | WAUPUN | WI | PRIMARY | 43.63 | -88.73
54401 | STANDARD | WAUSAU | WI | PRIMARY | 44.96 | -89.64
54402 | PO BOX | WAUSAU | WI | PRIMARY | 44.96 | -89.64
54403 | STANDARD | WAUSAU | WI | PRIMARY | 44.96 | -89.64
54177 | STANDARD | WAUSAUKEE | WI | PRIMARY | 45.37 | -87.95
54982 | STANDARD | WAUTOMA | WI | PRIMARY | 44.06 | -89.29
53826 | STANDARD | WAUZEKA | WI | PRIMARY | 43.08 | -90.89
53090 | STANDARD | WEST BEND | WI | PRIMARY | 43.42 | -88.18
53095 | STANDARD | WEST BEND | WI | PRIMARY | 43.42 | -88.18
54490 | STANDARD | WESTBORO | WI | PRIMARY | 45.34 | -90.3
53964 | STANDARD | WESTFIELD | WI | PRIMARY | 43.88 | -89.49
54983 | STANDARD | WEYAUWEGA | WI | PRIMARY | 44.32 | -88.92
54491 | STANDARD | WHITE LAKE | WI | PRIMARY | 45.16 | -88.76
54247 | STANDARD | WHITELAW | WI | PRIMARY | 44.14 | -87.82
53190 | STANDARD | WHITEWATER | WI | PRIMARY | 42.83 | -88.73
54984 | STANDARD | WILD ROSE | WI | PRIMARY | 44.17 | -89.24
54493 | STANDARD | WILLARD | WI | PRIMARY | 44.72 | -90.73
53191 | STANDARD | WILLIAMS BAY | WI | PRIMARY | 42.57 | -88.54
53192 | PO BOX | WILMOT | WI | PRIMARY | 42.54 | -88.12
53598 | STANDARD | WINDSOR | WI | PRIMARY | 43.21 | -89.34
54985 | PO BOX | WINNEBAGO | WI | PRIMARY | 44.06 | -88.51
54986 | STANDARD | WINNECONNE | WI | PRIMARY | 44.11 | -88.71
53965 | STANDARD | WISCONSIN DELLS | WI | PRIMARY | 43.62 | -89.77
54494 | STANDARD | WISCONSIN RAPIDS | WI | PRIMARY | 44.39 | -89.83
54495 | STANDARD | WISCONSIN RAPIDS | WI | PRIMARY | 44.39 | -89.83
54498 | STANDARD | WITHEE | WI | PRIMARY | 44.95 | -90.59
54432 | PO BOX | GALLOWAY | WI | PRIMARY | 44.71 | -89.26
54499 | STANDARD | WITTENBERG | WI | PRIMARY | 44.82 | -89.17
53968 | STANDARD | WONEWOC | WI | PRIMARY | 43.65 | -90.22
53599 | PO BOX | WOODFORD | WI | PRIMARY | 42.64 | -89.92
53099 | STANDARD | WOODLAND | WI | PRIMARY | 43.41 | -88.45
54568 | STANDARD | WOODRUFF | WI | PRIMARY | 45.9 | -89.69
53194 | PO BOX | WOODWORTH | WI | PRIMARY | 42.53 | -88.01
54180 | STANDARD | WRIGHTSTOWN | WI | PRIMARY | 44.32 | -88.17
53969 | PO BOX | WYOCENA | WI | PRIMARY | 43.49 | -89.31
53195 | PO BOX | ZENDA | WI | PRIMARY | 42.54 | -88.49
61410 | STANDARD | ABINGDON | IL | PRIMARY | 40.8 | -90.4
61411 | STANDARD | ADAIR | IL | PRIMARY | 40.41 | -90.5
60101 | STANDARD | ADDISON | IL | PRIMARY | 41.93 | -88
61412 | STANDARD | ALEXIS | IL | PRIMARY | 41.06 | -90.55
60102 | STANDARD | ALGONQUIN | IL | PRIMARY | 42.16 | -88.3
60156 | STANDARD | LAKE IN THE HILLS | IL | PRIMARY | 42.18 | -88.34
61413 | STANDARD | ALPHA | IL | PRIMARY | 41.19 | -90.38
61468 | STANDARD | OPHIEM | IL | PRIMARY | 41.28 | -90.33
61414 | STANDARD | ALTONA | IL | PRIMARY | 41.11 | -90.16
61310 | STANDARD | AMBOY | IL | PRIMARY | 41.71 | -89.33
61720 | STANDARD | ANCHOR | IL | PRIMARY | 40.56 | -88.53
61312 | STANDARD | ARLINGTON | IL | PRIMARY | 41.47 | -89.24
61721 | STANDARD | ARMINGTON | IL | PRIMARY | 40.33 | -89.31
60910 | PO BOX | AROMA PARK | IL | PRIMARY | 41.07 | -87.8
61722 | STANDARD | ARROWSMITH | IL | PRIMARY | 40.44 | -88.63
60911 | STANDARD | ASHKUM | IL | PRIMARY | 40.87 | -87.95
61501 | STANDARD | ASTORIA | IL | PRIMARY | 40.22 | -90.35
61723 | STANDARD | ATLANTA | IL | PRIMARY | 40.26 | -89.23
60502 | STANDARD | AURORA | IL | PRIMARY | 41.77 | -88.25
60503 | STANDARD | AURORA | IL | PRIMARY | 41.71 | -88.26
60504 | STANDARD | AURORA | IL | PRIMARY | 41.76 | -88.29
60505 | STANDARD | AURORA | IL | PRIMARY | 41.76 | -88.29
60506 | STANDARD | AURORA | IL | PRIMARY | 41.76 | -88.29
60507 | PO BOX | AURORA | IL | PRIMARY | 41.76 | -88.29
60568 | UNIQUE | AURORA | IL | PRIMARY | 41.76 | -88.29
60572 | UNIQUE | AURORA | IL | PRIMARY | 41.76 | -88.29
60598 | PO BOX | AURORA | IL | PRIMARY | 41.76 | -88.29
61415 | STANDARD | AVON | IL | PRIMARY | 40.66 | -90.43
61416 | PO BOX | BARDOLPH | IL | PRIMARY | 40.49 | -90.56
60103 | STANDARD | BARTLETT | IL | PRIMARY | 41.97 | -88.2
60107 | STANDARD | STREAMWOOD | IL | PRIMARY | 42.02 | -88.17
60133 | STANDARD | HANOVER PARK | IL | PRIMARY | 41.97 | -88.14
60510 | STANDARD | BATAVIA | IL | PRIMARY | 41.85 | -88.3
60539 | STANDARD | MOOSEHEART | IL | PRIMARY | 41.82 | -88.33
60912 | STANDARD | BEAVERVILLE | IL | PRIMARY | 40.95 | -87.65
60401 | STANDARD | BEECHER | IL | PRIMARY | 41.34 | -87.61
61724 | STANDARD | BELLFLOWER | IL | PRIMARY | 40.34 | -88.52
60104 | STANDARD | BELLWOOD | IL | PRIMARY | 41.88 | -87.87
60105 | UNIQUE | BENSENVILLE | IL | PRIMARY | 41.95 | -87.94
60106 | STANDARD | BENSENVILLE | IL | PRIMARY | 41.95 | -87.94
61516 | STANDARD | BENSON | IL | PRIMARY | 40.85 | -89.12
61417 | STANDARD | BERWICK | IL | PRIMARY | 40.8 | -90.53
60402 | STANDARD | BERWYN | IL | PRIMARY | 41.84 | -87.79
61418 | STANDARD | BIGGSVILLE | IL | PRIMARY | 40.85 | -90.86
60511 | STANDARD | BIG ROCK | IL | PRIMARY | 41.76 | -88.54
61419 | PO BOX | BISHOP HILL | IL | PRIMARY | 41.19 | -90.11
61313 | STANDARD | BLACKSTONE | IL | PRIMARY | 41.06 | -88.64
61420 | STANDARD | BLANDINSVILLE | IL | PRIMARY | 40.55 | -90.86
61475 | STANDARD | SCIOTA | IL | PRIMARY | 40.56 | -90.74
60108 | STANDARD | BLOOMINGDALE | IL | PRIMARY | 41.94 | -88.08
60117 | UNIQUE | BLOOMINGDALE | IL | PRIMARY | 41.94 | -88.08
61701 | STANDARD | BLOOMINGTON | IL | PRIMARY | 40.47 | -88.97
61702 | PO BOX | BLOOMINGTON | IL | PRIMARY | 40.47 | -88.97
61704 | STANDARD | BLOOMINGTON | IL | PRIMARY | 40.47 | -88.97
61705 | STANDARD | BLOOMINGTON | IL | PRIMARY | 40.47 | -88.95
61709 | UNIQUE | BLOOMINGTON | IL | PRIMARY | 40.47 | -88.97
61710 | UNIQUE | BLOOMINGTON | IL | PRIMARY | 40.47 | -88.97
61791 | UNIQUE | BLOOMINGTON | IL | PRIMARY | 40.47 | -88.97
61799 | UNIQUE | BLOOMINGTON | IL | PRIMARY | 40.47 | -88.97
60406 | STANDARD | BLUE ISLAND | IL | PRIMARY | 41.65 | -87.68
60913 | STANDARD | BONFIELD | IL | PRIMARY | 41.14 | -88.05
60914 | STANDARD | BOURBONNAIS | IL | PRIMARY | 41.16 | -87.88
60407 | STANDARD | BRACEVILLE | IL | PRIMARY | 41.22 | -88.26
61421 | STANDARD | BRADFORD | IL | PRIMARY | 41.17 | -89.65
60915 | STANDARD | BRADLEY | IL | PRIMARY | 41.14 | -87.85
60408 | STANDARD | BRAIDWOOD | IL | PRIMARY | 41.26 | -88.22
61517 | STANDARD | BRIMFIELD | IL | PRIMARY | 40.83 | -89.88
60512 | STANDARD | BRISTOL | IL | PRIMARY | 41.71 | -88.4
60513 | STANDARD | BROOKFIELD | IL | PRIMARY | 41.82 | -87.84
61519 | PO BOX | BRYANT | IL | PRIMARY | 40.46 | -90.09
60917 | STANDARD | BUCKINGHAM | IL | PRIMARY | 41.04 | -88.17
60918 | STANDARD | BUCKLEY | IL | PRIMARY | 40.59 | -88.03
61314 | STANDARD | BUDA | IL | PRIMARY | 41.32 | -89.67
61315 | PO BOX | BUREAU | IL | PRIMARY | 41.28 | -89.36
60109 | PO BOX | BURLINGTON | IL | PRIMARY | 42.05 | -88.54
61422 | STANDARD | BUSHNELL | IL | PRIMARY | 40.55 | -90.5
60919 | STANDARD | CABERY | IL | PRIMARY | 40.99 | -88.2
60409 | STANDARD | CALUMET CITY | IL | PRIMARY | 41.61 | -87.54
61423 | STANDARD | CAMERON | IL | PRIMARY | 40.88 | -90.51
61424 | PO BOX | CAMP GROVE | IL | PRIMARY | 41.08 | -89.63
60920 | PO BOX | CAMPUS | IL | PRIMARY | 41.02 | -88.3
61520 | STANDARD | CANTON | IL | PRIMARY | 40.56 | -90.04
60116 | UNIQUE | CAROL STREAM | IL | PRIMARY | 41.91 | -88.13
60122 | UNIQUE | CAROL STREAM | IL | PRIMARY | 42.03 | -88.28
60128 | UNIQUE | CAROL STREAM | IL | PRIMARY | 41.91 | -88.13
60132 | UNIQUE | CAROL STREAM | IL | PRIMARY | 41.91 | -88.13
60188 | STANDARD | CAROL STREAM | IL | PRIMARY | 41.91 | -88.13
60197 | PO BOX | CAROL STREAM | IL | PRIMARY | 41.91 | -88.13
60199 | STANDARD | CAROL STREAM | IL | PRIMARY | 41.91 | -88.13
61725 | STANDARD | CARLOCK | IL | PRIMARY | 40.58 | -89.13
61425 | STANDARD | CARMAN | IL | PRIMARY | 40.73 | -91.06
60110 | STANDARD | CARPENTERSVILLE | IL | PRIMARY | 42.12 | -88.27
61426 | PO BOX | CASTLETON | IL | PRIMARY | 41.11 | -89.7
61316 | PO BOX | CEDAR POINT | IL | PRIMARY | 41.26 | -89.12
60410 | STANDARD | CHANNAHON | IL | PRIMARY | 41.43 | -88.21
60921 | STANDARD | CHATSWORTH | IL | PRIMARY | 40.75 | -88.29
60922 | STANDARD | CHEBANSE | IL | PRIMARY | 41 | -87.91
61726 | STANDARD | CHENOA | IL | PRIMARY | 40.74 | -88.71
61317 | PO BOX | CHERRY | IL | PRIMARY | 41.42 | -89.21
60499 | PO BOX | BEDFORD PARK | IL | PRIMARY | 41.76 | -87.79
60411 | STANDARD | CHICAGO HEIGHTS | IL | PRIMARY | 41.5 | -87.63
60412 | PO BOX | CHICAGO HEIGHTS | IL | PRIMARY | 41.5 | -87.63
60415 | STANDARD | CHICAGO RIDGE | IL | PRIMARY | 41.7 | -87.77
61523 | STANDARD | CHILLICOTHE | IL | PRIMARY | 40.91 | -89.49
60924 | STANDARD | CISSNA PARK | IL | PRIMARY | 40.56 | -87.89
60111 | STANDARD | CLARE | IL | PRIMARY | 42.02 | -88.84
60514 | STANDARD | CLARENDON HILLS | IL | PRIMARY | 41.79 | -87.95
60926 | PO BOX | CLAYTONVILLE | IL | PRIMARY | 40.53 | -87.85
60927 | STANDARD | CLIFTON | IL | PRIMARY | 40.93 | -87.93
61727 | STANDARD | CLINTON | IL | PRIMARY | 40.15 | -88.96
60416 | STANDARD | COAL CITY | IL | PRIMARY | 41.28 | -88.27
61728 | STANDARD | COLFAX | IL | PRIMARY | 40.56 | -88.61
61318 | STANDARD | COMPTON | IL | PRIMARY | 41.69 | -89.08
61729 | STANDARD | CONGERVILLE | IL | PRIMARY | 40.61 | -89.2
61730 | STANDARD | COOKSVILLE | IL | PRIMARY | 40.54 | -88.71
61319 | STANDARD | CORNELL | IL | PRIMARY | 40.99 | -88.72
60112 | STANDARD | CORTLAND | IL | PRIMARY | 41.92 | -88.69
60928 | STANDARD | CRESCENT CITY | IL | PRIMARY | 40.77 | -87.85
60113 | PO BOX | CRESTON | IL | PRIMARY | 41.93 | -88.96
60417 | STANDARD | CRETE | IL | PRIMARY | 41.45 | -87.61
61731 | STANDARD | CROPSEY | IL | PRIMARY | 40.6 | -88.48
61427 | STANDARD | CUBA | IL | PRIMARY | 40.49 | -90.19
60929 | STANDARD | CULLOM | IL | PRIMARY | 40.87 | -88.26
61428 | STANDARD | DAHINDA | IL | PRIMARY | 40.95 | -90.1
61320 | STANDARD | DALZELL | IL | PRIMARY | 41.35 | -89.17
61321 | STANDARD | DANA | IL | PRIMARY | 40.95 | -88.94
60930 | STANDARD | DANFORTH | IL | PRIMARY | 40.82 | -87.97
61732 | STANDARD | DANVERS | IL | PRIMARY | 40.52 | -89.17
61733 | STANDARD | DEER CREEK | IL | PRIMARY | 40.62 | -89.33
60115 | STANDARD | DEKALB | IL | PRIMARY | 41.89 | -88.75
61734 | STANDARD | DELAVAN | IL | PRIMARY | 40.37 | -89.54
61322 | PO BOX | DEPUE | IL | PRIMARY | 41.32 | -89.29
61735 | STANDARD | DEWITT | IL | PRIMARY | 40.18 | -88.74
60419 | STANDARD | DOLTON | IL | PRIMARY | 41.62 | -87.59
60931 | STANDARD | DONOVAN | IL | PRIMARY | 40.88 | -87.61
61323 | PO BOX | DOVER | IL | PRIMARY | 41.43 | -89.39
60515 | STANDARD | DOWNERS GROVE | IL | PRIMARY | 41.79 | -88.01
60516 | STANDARD | DOWNERS GROVE | IL | PRIMARY | 41.79 | -88.01
60517 | STANDARD | WOODRIDGE | IL | PRIMARY | 41.73 | -88.04
61736 | STANDARD | DOWNS | IL | PRIMARY | 40.39 | -88.87
60118 | STANDARD | DUNDEE | IL | PRIMARY | 42.1 | -88.29
61524 | PO BOX | DUNFERMLINE | IL | PRIMARY | 40.49 | -90.03
61525 | STANDARD | DUNLAP | IL | PRIMARY | 40.86 | -89.67
60420 | STANDARD | DWIGHT | IL | PRIMARY | 41.09 | -88.42
60518 | STANDARD | EARLVILLE | IL | PRIMARY | 41.58 | -88.92
61430 | STANDARD | EAST GALESBURG | IL | PRIMARY | 40.94 | -90.31
60932 | PO BOX | EAST LYNN | IL | PRIMARY | 40.46 | -87.79
61526 | STANDARD | EDELSTEIN | IL | PRIMARY | 40.97 | -89.58
61528 | STANDARD | EDWARDS | IL | PRIMARY | 40.75 | -89.71
60119 | STANDARD | ELBURN | IL | PRIMARY | 41.89 | -88.47
61324 | PO BOX | ELDENA | IL | PRIMARY | 41.8 | -89.47
60120 | STANDARD | ELGIN | IL | PRIMARY | 42.03 | -88.28
60121 | PO BOX | ELGIN | IL | PRIMARY | 42.03 | -88.28
60123 | STANDARD | ELGIN | IL | PRIMARY | 42.03 | -88.28
60124 | STANDARD | ELGIN | IL | PRIMARY | 42.03 | -88.28
60170 | PO BOX | PLATO CENTER | IL | PRIMARY | 42.02 | -88.43
60933 | PO BOX | ELLIOTT | IL | PRIMARY | 40.46 | -88.27
61431 | STANDARD | ELLISVILLE | IL | PRIMARY | 40.62 | -90.3
61737 | STANDARD | ELLSWORTH | IL | PRIMARY | 40.44 | -88.71
60126 | STANDARD | ELMHURST | IL | PRIMARY | 41.89 | -87.94
61529 | STANDARD | ELMWOOD | IL | PRIMARY | 40.77 | -89.96
61738 | STANDARD | EL PASO | IL | PRIMARY | 40.73 | -89.01
60421 | STANDARD | ELWOOD | IL | PRIMARY | 41.41 | -88.1
60934 | STANDARD | EMINGTON | IL | PRIMARY | 40.97 | -88.35
60519 | PO BOX | EOLA | IL | PRIMARY | 41.77 | -88.15
60129 | STANDARD | ESMOND | IL | PRIMARY | 42.02 | -88.94
60935 | STANDARD | ESSEX | IL | PRIMARY | 41.17 | -88.19
61530 | STANDARD | EUREKA | IL | PRIMARY | 40.71 | -89.27
61739 | STANDARD | FAIRBURY | IL | PRIMARY | 40.74 | -88.51
61432 | STANDARD | FAIRVIEW | IL | PRIMARY | 40.65 | -90.19
61531 | STANDARD | FARMINGTON | IL | PRIMARY | 40.69 | -90
61433 | PO BOX | FIATT | IL | PRIMARY | 40.56 | -90.18
61740 | STANDARD | FLANAGAN | IL | PRIMARY | 40.87 | -88.86
60422 | STANDARD | FLOSSMOOR | IL | PRIMARY | 41.53 | -87.68
61532 | STANDARD | FOREST CITY | IL | PRIMARY | 40.37 | -89.83
60130 | STANDARD | FOREST PARK | IL | PRIMARY | 41.86 | -87.81
61741 | STANDARD | FORREST | IL | PRIMARY | 40.75 | -88.4
60599 | STANDARD | FOX VALLEY | IL | PRIMARY | 41.77 | -88.24
60423 | STANDARD | FRANKFORT | IL | PRIMARY | 41.49 | -87.83
60131 | STANDARD | FRANKLIN PARK | IL | PRIMARY | 41.93 | -87.87
60176 | STANDARD | SCHILLER PARK | IL | PRIMARY | 41.95 | -87.87
61401 | STANDARD | GALESBURG | IL | PRIMARY | 40.95 | -90.37
61402 | PO BOX | GALESBURG | IL | PRIMARY | 40.95 | -90.37
61434 | STANDARD | GALVA | IL | PRIMARY | 41.16 | -90.03
60424 | STANDARD | GARDNER | IL | PRIMARY | 41.18 | -88.31
60134 | STANDARD | GENEVA | IL | PRIMARY | 41.88 | -88.31
60135 | STANDARD | GENOA | IL | PRIMARY | 42.09 | -88.68
60936 | STANDARD | GIBSON CITY | IL | PRIMARY | 40.46 | -88.34
60136 | STANDARD | GILBERTS | IL | PRIMARY | 42.1 | -88.36
60938 | STANDARD | GILMAN | IL | PRIMARY | 40.76 | -87.99
61436 | STANDARD | GILSON | IL | PRIMARY | 40.86 | -90.2
61437 | STANDARD | GLADSTONE | IL | PRIMARY | 40.86 | -90.95
61533 | STANDARD | GLASFORD | IL | PRIMARY | 40.57 | -89.81
60137 | STANDARD | GLEN ELLYN | IL | PRIMARY | 41.86 | -88.06
60138 | PO BOX | GLEN ELLYN | IL | PRIMARY | 41.86 | -88.06
60139 | STANDARD | GLENDALE HEIGHTS | IL | PRIMARY | 41.92 | -88.07
60425 | STANDARD | GLENWOOD | IL | PRIMARY | 41.54 | -87.61
61742 | STANDARD | GOODFIELD | IL | PRIMARY | 40.62 | -89.27
61438 | STANDARD | GOOD HOPE | IL | PRIMARY | 40.55 | -90.67
60939 | PO BOX | GOODWINE | IL | PRIMARY | 40.53 | -87.79
61325 | STANDARD | GRAND RIDGE | IL | PRIMARY | 41.23 | -88.83
60940 | STANDARD | GRANT PARK | IL | PRIMARY | 41.23 | -87.64
61326 | STANDARD | GRANVILLE | IL | PRIMARY | 41.26 | -89.22
61743 | STANDARD | GRAYMONT | IL | PRIMARY | 40.9 | -88.75
61534 | STANDARD | GREEN VALLEY | IL | PRIMARY | 40.4 | -89.64
61744 | STANDARD | GRIDLEY | IL | PRIMARY | 40.74 | -88.88
61535 | STANDARD | GROVELAND | IL | PRIMARY | 40.61 | -89.52
60140 | STANDARD | HAMPSHIRE | IL | PRIMARY | 42.09 | -88.52
61536 | STANDARD | HANNA CITY | IL | PRIMARY | 40.69 | -89.79
60426 | STANDARD | HARVEY | IL | PRIMARY | 41.6 | -87.65
60428 | STANDARD | MARKHAM | IL | PRIMARY | 41.6 | -87.69
60429 | STANDARD | HAZEL CREST | IL | PRIMARY | 41.57 | -87.68
61439 | PO BOX | HENDERSON | IL | PRIMARY | 41.02 | -90.35
61327 | STANDARD | HENNEPIN | IL | PRIMARY | 41.25 | -89.31
61537 | STANDARD | HENRY | IL | PRIMARY | 41.11 | -89.36
60941 | STANDARD | HERSCHER | IL | PRIMARY | 41.04 | -88.1
61745 | STANDARD | HEYWORTH | IL | PRIMARY | 40.31 | -88.97
60520 | STANDARD | HINCKLEY | IL | PRIMARY | 41.76 | -88.64
60141 | PO BOX | HINES | IL | PRIMARY | 41.85 | -87.83
60521 | STANDARD | HINSDALE | IL | PRIMARY | 41.8 | -87.92
60522 | STANDARD | HINSDALE | IL | PRIMARY | 41.8 | -87.92
60523 | STANDARD | OAK BROOK | IL | PRIMARY | 41.83 | -87.95
60527 | STANDARD | WILLOWBROOK | IL | PRIMARY | 41.8 | -87.92
60561 | STANDARD | DARIEN | IL | PRIMARY | 41.74 | -87.97
60430 | STANDARD | HOMEWOOD | IL | PRIMARY | 41.55 | -87.66
60942 | STANDARD | HOOPESTON | IL | PRIMARY | 40.46 | -87.67
61747 | STANDARD | HOPEDALE | IL | PRIMARY | 40.42 | -89.41
60944 | PO BOX | HOPKINS PARK | IL | PRIMARY | 41.07 | -87.61
61748 | STANDARD | HUDSON | IL | PRIMARY | 40.6 | -88.98
60142 | STANDARD | HUNTLEY | IL | PRIMARY | 42.16 | -88.42
61440 | STANDARD | INDUSTRY | IL | PRIMARY | 40.32 | -90.6
61441 | STANDARD | IPAVA | IL | PRIMARY | 40.35 | -90.32
60945 | PO BOX | IROQUOIS | IL | PRIMARY | 40.82 | -87.58
60143 | STANDARD | ITASCA | IL | PRIMARY | 41.97 | -88.01
60403 | STANDARD | CREST HILL | IL | PRIMARY | 41.55 | -88.12
60404 | STANDARD | SHOREWOOD | IL | PRIMARY | 41.51 | -88.21
60431 | STANDARD | JOLIET | IL | PRIMARY | 41.52 | -88.12
60432 | STANDARD | JOLIET | IL | PRIMARY | 41.52 | -88.12
60433 | STANDARD | JOLIET | IL | PRIMARY | 41.52 | -88.12
60434 | PO BOX | JOLIET | IL | PRIMARY | 41.52 | -88.12
60435 | STANDARD | JOLIET | IL | PRIMARY | 41.52 | -88.12
60436 | STANDARD | JOLIET | IL | PRIMARY | 41.52 | -88.12
60144 | PO BOX | KANEVILLE | IL | PRIMARY | 41.84 | -88.54
60901 | STANDARD | KANKAKEE | IL | PRIMARY | 41.11 | -87.86
61328 | PO BOX | KASBEER | IL | PRIMARY | 41.5 | -89.46
61442 | STANDARD | KEITHSBURG | IL | PRIMARY | 41.1 | -90.93
60946 | STANDARD | KEMPTON | IL | PRIMARY | 40.93 | -88.23
61749 | STANDARD | KENNEY | IL | PRIMARY | 40.09 | -89.08
61443 | STANDARD | KEWANEE | IL | PRIMARY | 41.24 | -89.92
60145 | STANDARD | KINGSTON | IL | PRIMARY | 42.09 | -88.75
61539 | PO BOX | KINGSTON MINES | IL | PRIMARY | 40.55 | -89.77
60437 | STANDARD | KINSMAN | IL | PRIMARY | 41.19 | -88.56
60146 | STANDARD | KIRKLAND | IL | PRIMARY | 42.09 | -88.85
61447 | STANDARD | KIRKWOOD | IL | PRIMARY | 40.86 | -90.74
61448 | STANDARD | KNOXVILLE | IL | PRIMARY | 40.9 | -90.28
61540 | STANDARD | LACON | IL | PRIMARY | 41.02 | -89.4
61329 | STANDARD | LADD | IL | PRIMARY | 41.38 | -89.21
61449 | STANDARD | LA FAYETTE | IL | PRIMARY | 41.1 | -89.97
60147 | PO BOX | LAFOX | IL | PRIMARY | 41.85 | -88.43
60525 | STANDARD | LA GRANGE | IL | PRIMARY | 41.8 | -87.87
60526 | STANDARD | LA GRANGE PARK | IL | PRIMARY | 41.83 | -87.87
61450 | STANDARD | LA HARPE | IL | PRIMARY | 40.58 | -90.97
61330 | STANDARD | LA MOILLE | IL | PRIMARY | 41.53 | -89.28
61750 | PO BOX | LANE | IL | PRIMARY | 40.13 | -88.85
60438 | STANDARD | LANSING | IL | PRIMARY | 41.56 | -87.54
61541 | PO BOX | LA ROSE | IL | PRIMARY | 40.97 | -89.23
61301 | STANDARD | LA SALLE | IL | PRIMARY | 41.34 | -89.09
61451 | STANDARD | LAURA | IL | PRIMARY | 40.91 | -89.91
61751 | PO BOX | LAWNDALE | IL | PRIMARY | 40.21 | -89.28
60530 | STANDARD | LEE | IL | PRIMARY | 41.79 | -88.94
61331 | PO BOX | LEE CENTER | IL | PRIMARY | 41.71 | -89.22
60531 | STANDARD | LELAND | IL | PRIMARY | 41.61 | -88.79
60439 | STANDARD | LEMONT | IL | PRIMARY | 41.67 | -87.99
60440 | STANDARD | BOLINGBROOK | IL | PRIMARY | 41.7 | -88.07
60490 | STANDARD | BOLINGBROOK | IL | PRIMARY | 41.7 | -88.07
61332 | PO BOX | LEONORE | IL | PRIMARY | 41.18 | -88.98
61752 | STANDARD | LE ROY | IL | PRIMARY | 40.34 | -88.76
61542 | STANDARD | LEWISTOWN | IL | PRIMARY | 40.39 | -90.15
61753 | STANDARD | LEXINGTON | IL | PRIMARY | 40.64 | -88.78
60532 | STANDARD | LISLE | IL | PRIMARY | 41.79 | -88.08
61452 | STANDARD | LITTLETON | IL | PRIMARY | 40.23 | -90.62
61453 | STANDARD | LITTLE YORK | IL | PRIMARY | 41.01 | -90.74
61543 | PO BOX | LIVERPOOL | IL | PRIMARY | 40.39 | -90
60441 | STANDARD | LOCKPORT | IL | PRIMARY | 41.58 | -88.04
60446 | STANDARD | ROMEOVILLE | IL | PRIMARY | 41.64 | -88.08
60491 | STANDARD | HOMER GLEN | IL | PRIMARY | 41.6 | -88.01
60948 | STANDARD | LODA | IL | PRIMARY | 40.51 | -88.07
61454 | STANDARD | LOMAX | IL | PRIMARY | 40.67 | -91.07
60148 | STANDARD | LOMBARD | IL | PRIMARY | 41.87 | -88.01
61544 | STANDARD | LONDON MILLS | IL | PRIMARY | 40.71 | -90.26
61333 | STANDARD | LONG POINT | IL | PRIMARY | 41 | -88.89
61334 | STANDARD | LOSTANT | IL | PRIMARY | 41.14 | -89.06
61545 | STANDARD | LOWPOINT | IL | PRIMARY | 40.87 | -89.38
60949 | STANDARD | LUDLOW | IL | PRIMARY | 40.38 | -88.12
60534 | STANDARD | LYONS | IL | PRIMARY | 41.81 | -87.81
61754 | STANDARD | MC LEAN | IL | PRIMARY | 40.31 | -89.17
61335 | STANDARD | MC NABB | IL | PRIMARY | 41.17 | -89.2
61755 | STANDARD | MACKINAW | IL | PRIMARY | 40.53 | -89.35
61455 | STANDARD | MACOMB | IL | PRIMARY | 40.47 | -90.68
61336 | STANDARD | MAGNOLIA | IL | PRIMARY | 41.11 | -89.19
61337 | STANDARD | MALDEN | IL | PRIMARY | 41.42 | -89.37
60150 | STANDARD | MALTA | IL | PRIMARY | 41.93 | -88.86
60442 | STANDARD | MANHATTAN | IL | PRIMARY | 41.42 | -87.98
61546 | STANDARD | MANITO | IL | PRIMARY | 40.42 | -89.78
61338 | PO BOX | MANLIUS | IL | PRIMARY | 41.45 | -89.66
60950 | STANDARD | MANTENO | IL | PRIMARY | 41.25 | -87.83
60151 | STANDARD | MAPLE PARK | IL | PRIMARY | 41.9 | -88.59
61547 | STANDARD | MAPLETON | IL | PRIMARY | 40.56 | -89.72
61458 | STANDARD | MAQUON | IL | PRIMARY | 40.79 | -90.16
60152 | STANDARD | MARENGO | IL | PRIMARY | 42.24 | -88.6
61459 | STANDARD | MARIETTA | IL | PRIMARY | 40.49 | -90.39
61340 | PO BOX | MARK | IL | PRIMARY | 41.26 | -89.24
61756 | STANDARD | MAROA | IL | PRIMARY | 40.03 | -88.95
61341 | STANDARD | MARSEILLES | IL | PRIMARY | 41.32 | -88.68
60951 | STANDARD | MARTINTON | IL | PRIMARY | 40.91 | -87.72
60443 | STANDARD | MATTESON | IL | PRIMARY | 41.51 | -87.73
60153 | STANDARD | MAYWOOD | IL | PRIMARY | 41.88 | -87.84
60154 | STANDARD | WESTCHESTER | IL | PRIMARY | 41.85 | -87.88
60155 | STANDARD | BROADVIEW | IL | PRIMARY | 41.85 | -87.85
60444 | STANDARD | MAZON | IL | PRIMARY | 41.23 | -88.42
61460 | STANDARD | MEDIA | IL | PRIMARY | 40.77 | -90.83
60157 | STANDARD | MEDINAH | IL | PRIMARY | 41.97 | -88.05
60160 | STANDARD | MELROSE PARK | IL | PRIMARY | 41.9 | -87.86
60161 | PO BOX | MELROSE PARK | IL | PRIMARY | 41.9 | -87.86
60162 | STANDARD | HILLSIDE | IL | PRIMARY | 41.87 | -87.89
60163 | STANDARD | BERKELEY | IL | PRIMARY | 41.88 | -87.91
60164 | STANDARD | MELROSE PARK | IL | PRIMARY | 41.9 | -87.86
60165 | STANDARD | STONE PARK | IL | PRIMARY | 41.9 | -87.88
60952 | STANDARD | MELVIN | IL | PRIMARY | 40.57 | -88.24
61342 | STANDARD | MENDOTA | IL | PRIMARY | 41.55 | -89.12
61758 | PO BOX | MERNA | IL | PRIMARY | 40.53 | -88.86
61548 | STANDARD | METAMORA | IL | PRIMARY | 40.79 | -89.36
60445 | STANDARD | MIDLOTHIAN | IL | PRIMARY | 41.62 | -87.72
60953 | STANDARD | MILFORD | IL | PRIMARY | 40.62 | -87.69
60536 | PO BOX | MILLBROOK | IL | PRIMARY | 41.7 | -88.51
60537 | PO BOX | MILLINGTON | IL | PRIMARY | 41.56 | -88.59
61344 | STANDARD | MINERAL | IL | PRIMARY | 41.38 | -89.83
61759 | STANDARD | MINIER | IL | PRIMARY | 40.43 | -89.31
61760 | STANDARD | MINONK | IL | PRIMARY | 40.9 | -89.03
60447 | STANDARD | MINOOKA | IL | PRIMARY | 41.44 | -88.25
60448 | STANDARD | MOKENA | IL | PRIMARY | 41.53 | -87.87
60954 | STANDARD | MOMENCE | IL | PRIMARY | 41.16 | -87.66
60449 | STANDARD | MONEE | IL | PRIMARY | 41.42 | -87.75
61435 | STANDARD | GERLAW | IL | PRIMARY | 40.98 | -90.6
61462 | STANDARD | MONMOUTH | IL | PRIMARY | 40.91 | -90.64
60538 | STANDARD | MONTGOMERY | IL | PRIMARY | 41.72 | -88.34
60450 | STANDARD | MORRIS | IL | PRIMARY | 41.36 | -88.42
61550 | STANDARD | MORTON | IL | PRIMARY | 40.61 | -89.46
61552 | PO BOX | MOSSVILLE | IL | PRIMARY | 40.81 | -89.56
60540 | STANDARD | NAPERVILLE | IL | PRIMARY | 41.76 | -88.15
60563 | STANDARD | NAPERVILLE | IL | PRIMARY | 41.76 | -88.15
60564 | STANDARD | NAPERVILLE | IL | PRIMARY | 41.76 | -88.15
60565 | STANDARD | NAPERVILLE | IL | PRIMARY | 41.76 | -88.15
60566 | PO BOX | NAPERVILLE | IL | PRIMARY | 41.76 | -88.15
60567 | PO BOX | NAPERVILLE | IL | PRIMARY | 41.76 | -88.15
61345 | STANDARD | NEPONSET | IL | PRIMARY | 41.29 | -89.79
60541 | STANDARD | NEWARK | IL | PRIMARY | 41.53 | -88.58
61346 | PO BOX | NEW BEDFORD | IL | PRIMARY | 41.51 | -89.71
60451 | STANDARD | NEW LENOX | IL | PRIMARY | 41.51 | -87.98
61465 | STANDARD | NEW WINDSOR | IL | PRIMARY | 41.2 | -90.45
61761 | STANDARD | NORMAL | IL | PRIMARY | 40.51 | -88.99
61790 | UNIQUE | NORMAL | IL | PRIMARY | 40.51 | -88.99
61553 | PO BOX | NORRIS | IL | PRIMARY | 40.62 | -90.03
60542 | STANDARD | NORTH AURORA | IL | PRIMARY | 41.8 | -88.33
61466 | STANDARD | NORTH HENDERSON | IL | PRIMARY | 41.09 | -90.47
60452 | STANDARD | OAK FOREST | IL | PRIMARY | 41.6 | -87.75
60453 | STANDARD | OAK LAWN | IL | PRIMARY | 41.71 | -87.75
60454 | PO BOX | OAK LAWN | IL | PRIMARY | 41.71 | -87.75
60455 | STANDARD | BRIDGEVIEW | IL | PRIMARY | 41.73 | -87.8
60456 | STANDARD | HOMETOWN | IL | PRIMARY | 41.73 | -87.73
60457 | STANDARD | HICKORY HILLS | IL | PRIMARY | 41.72 | -87.82
60458 | STANDARD | JUSTICE | IL | PRIMARY | 41.74 | -87.83
60459 | STANDARD | BURBANK | IL | PRIMARY | 41.74 | -87.76
60301 | STANDARD | OAK PARK | IL | PRIMARY | 41.88 | -87.78
60302 | STANDARD | OAK PARK | IL | PRIMARY | 41.88 | -87.78
60303 | PO BOX | OAK PARK | IL | PRIMARY | 41.88 | -87.78
60304 | STANDARD | OAK PARK | IL | PRIMARY | 41.88 | -87.78
60305 | STANDARD | RIVER FOREST | IL | PRIMARY | 41.89 | -87.81
60460 | STANDARD | ODELL | IL | PRIMARY | 41 | -88.52
61348 | STANDARD | OGLESBY | IL | PRIMARY | 41.29 | -89.06
61349 | STANDARD | OHIO | IL | PRIMARY | 41.55 | -89.45
60461 | STANDARD | OLYMPIA FIELDS | IL | PRIMARY | 41.51 | -87.69
60955 | STANDARD | ONARGA | IL | PRIMARY | 40.71 | -88.01
61467 | STANDARD | ONEIDA | IL | PRIMARY | 41.07 | -90.22
61469 | STANDARD | OQUAWKA | IL | PRIMARY | 40.93 | -90.94
60462 | STANDARD | ORLAND PARK | IL | PRIMARY | 41.61 | -87.85
60467 | STANDARD | ORLAND PARK | IL | PRIMARY | 41.61 | -87.85
60543 | STANDARD | OSWEGO | IL | PRIMARY | 41.69 | -88.33
61350 | STANDARD | OTTAWA | IL | PRIMARY | 41.35 | -88.83
60463 | STANDARD | PALOS HEIGHTS | IL | PRIMARY | 41.66 | -87.79
60464 | STANDARD | PALOS PARK | IL | PRIMARY | 41.66 | -87.84
60956 | PO BOX | PAPINEAU | IL | PRIMARY | 40.96 | -87.71
60466 | STANDARD | PARK FOREST | IL | PRIMARY | 41.48 | -87.68
60484 | STANDARD | UNIVERSITY PARK | IL | PRIMARY | 41.44 | -87.68
61353 | STANDARD | PAW PAW | IL | PRIMARY | 41.68 | -88.98
60957 | STANDARD | PAXTON | IL | PRIMARY | 40.45 | -88.09
61554 | STANDARD | PEKIN | IL | PRIMARY | 40.56 | -89.62
61555 | PO BOX | PEKIN | IL | PRIMARY | 40.56 | -89.62
61558 | UNIQUE | PEKIN | IL | PRIMARY | 40.56 | -89.62
61601 | PO BOX | PEORIA | IL | PRIMARY | 40.74 | -89.6
61602 | STANDARD | PEORIA | IL | PRIMARY | 40.74 | -89.6
61603 | STANDARD | PEORIA | IL | PRIMARY | 40.74 | -89.6
61604 | STANDARD | PEORIA | IL | PRIMARY | 40.74 | -89.6
61605 | STANDARD | PEORIA | IL | PRIMARY | 40.74 | -89.6
61606 | STANDARD | PEORIA | IL | PRIMARY | 40.74 | -89.6
61607 | STANDARD | PEORIA | IL | PRIMARY | 40.74 | -89.6
61610 | STANDARD | CREVE COEUR | IL | PRIMARY | 40.64 | -89.59
61611 | STANDARD | EAST PEORIA | IL | PRIMARY | 40.67 | -89.54
61612 | PO BOX | PEORIA | IL | PRIMARY | 40.74 | -89.6
61613 | UNIQUE | PEORIA | IL | PRIMARY | 40.74 | -89.6
61614 | STANDARD | PEORIA | IL | PRIMARY | 40.74 | -89.6
61615 | STANDARD | PEORIA | IL | PRIMARY | 40.74 | -89.6
61616 | STANDARD | PEORIA HEIGHTS | IL | PRIMARY | 40.74 | -89.57
61625 | UNIQUE | PEORIA | IL | PRIMARY | 40.74 | -89.6
61629 | UNIQUE | PEORIA | IL | PRIMARY | 40.74 | -89.6
61630 | UNIQUE | PEORIA | IL | PRIMARY | 40.74 | -89.6
61633 | UNIQUE | PEORIA | IL | PRIMARY | 40.74 | -89.6
61634 | UNIQUE | PEORIA | IL | PRIMARY | 40.74 | -89.6
61635 | UNIQUE | EAST PEORIA | IL | PRIMARY | 40.74 | -89.6
61636 | UNIQUE | PEORIA | IL | PRIMARY | 40.74 | -89.6
61637 | UNIQUE | PEORIA | IL | PRIMARY | 40.74 | -89.6
61638 | UNIQUE | PEORIA | IL | PRIMARY | 40.74 | -89.6
61639 | UNIQUE | PEORIA | IL | PRIMARY | 40.74 | -89.6
61641 | UNIQUE | PEORIA | IL | PRIMARY | 40.74 | -89.6
61643 | UNIQUE | PEORIA | IL | PRIMARY | 40.74 | -89.6
61650 | PO BOX | PEORIA | IL | PRIMARY | 40.74 | -89.6
61651 | PO BOX | PEORIA | IL | PRIMARY | 40.74 | -89.6
61652 | PO BOX | PEORIA | IL | PRIMARY | 40.74 | -89.6
61653 | PO BOX | PEORIA | IL | PRIMARY | 40.74 | -89.6
61654 | PO BOX | PEORIA | IL | PRIMARY | 40.74 | -89.6
61655 | PO BOX | PEORIA | IL | PRIMARY | 40.74 | -89.6
61656 | PO BOX | PEORIA | IL | PRIMARY | 40.74 | -89.6
60468 | STANDARD | PEOTONE | IL | PRIMARY | 41.33 | -87.79
61354 | STANDARD | PERU | IL | PRIMARY | 41.34 | -89.12
60959 | STANDARD | PIPER CITY | IL | PRIMARY | 40.75 | -88.18
60544 | STANDARD | PLAINFIELD | IL | PRIMARY | 41.61 | -88.2
60585 | STANDARD | PLAINFIELD | IL | PRIMARY | 41.66 | -88.21
60586 | STANDARD | PLAINFIELD | IL | PRIMARY | 41.61 | -88.2
60545 | STANDARD | PLANO | IL | PRIMARY | 41.66 | -88.53
61764 | STANDARD | PONTIAC | IL | PRIMARY | 40.87 | -88.64
60469 | STANDARD | POSEN | IL | PRIMARY | 41.62 | -87.68
61470 | STANDARD | PRAIRIE CITY | IL | PRIMARY | 40.62 | -90.46
61356 | STANDARD | PRINCETON | IL | PRIMARY | 41.37 | -89.46
61559 | STANDARD | PRINCEVILLE | IL | PRIMARY | 40.93 | -89.75
61560 | STANDARD | PUTNAM | IL | PRIMARY | 41.18 | -89.4
60960 | STANDARD | RANKIN | IL | PRIMARY | 40.46 | -87.89
60470 | STANDARD | RANSOM | IL | PRIMARY | 41.15 | -88.65
61471 | PO BOX | RARITAN | IL | PRIMARY | 40.69 | -90.82
60961 | STANDARD | REDDICK | IL | PRIMARY | 41.09 | -88.24
60471 | STANDARD | RICHTON PARK | IL | PRIMARY | 41.48 | -87.72
61472 | STANDARD | RIO | IL | PRIMARY | 41.1 | -90.39
60171 | STANDARD | RIVER GROVE | IL | PRIMARY | 41.92 | -87.83
60546 | STANDARD | RIVERSIDE | IL | PRIMARY | 41.83 | -87.81
61561 | STANDARD | ROANOKE | IL | PRIMARY | 40.79 | -89.2
60472 | STANDARD | ROBBINS | IL | PRIMARY | 41.64 | -87.7
60962 | STANDARD | ROBERTS | IL | PRIMARY | 40.61 | -88.18
61562 | PO BOX | ROME | IL | PRIMARY | 40.87 | -89.51
61473 | STANDARD | ROSEVILLE | IL | PRIMARY | 40.73 | -90.66
60963 | STANDARD | ROSSVILLE | IL | PRIMARY | 40.38 | -87.66
61358 | STANDARD | RUTLAND | IL | PRIMARY | 40.98 | -89.03
60958 | STANDARD | PEMBROKE TOWNSHIP | IL | PRIMARY | 41.11 | -87.56
60964 | STANDARD | SAINT ANNE | IL | PRIMARY | 41.02 | -87.71
61474 | STANDARD | SAINT AUGUSTINE | IL | PRIMARY | 40.71 | -90.4
60174 | STANDARD | SAINT CHARLES | IL | PRIMARY | 41.92 | -88.3
60175 | STANDARD | SAINT CHARLES | IL | PRIMARY | 41.92 | -88.3
61563 | PO BOX | SAINT DAVID | IL | PRIMARY | 40.49 | -90.05
60548 | STANDARD | SANDWICH | IL | PRIMARY | 41.64 | -88.62
61769 | STANDARD | SAUNEMIN | IL | PRIMARY | 40.89 | -88.4
61770 | STANDARD | SAYBROOK | IL | PRIMARY | 40.42 | -88.52
60159 | PO BOX | SCHAUMBURG | IL | PRIMARY | 42.03 | -88.08
60168 | PO BOX | SCHAUMBURG | IL | PRIMARY | 42.03 | -88.08
60169 | STANDARD | HOFFMAN ESTATES | IL | PRIMARY | 42.04 | -88.12
60172 | STANDARD | ROSELLE | IL | PRIMARY | 41.98 | -88.08
60173 | STANDARD | SCHAUMBURG | IL | PRIMARY | 42.03 | -88.08
60179 | UNIQUE | HOFFMAN ESTATES | IL | PRIMARY | 42.06 | -88.13
60192 | STANDARD | HOFFMAN ESTATES | IL | PRIMARY | 42.03 | -88.08
60193 | STANDARD | SCHAUMBURG | IL | PRIMARY | 42.03 | -88.08
60194 | STANDARD | SCHAUMBURG | IL | PRIMARY | 42.03 | -88.08
60195 | STANDARD | SCHAUMBURG | IL | PRIMARY | 42.03 | -88.08
60196 | UNIQUE | SCHAUMBURG | IL | PRIMARY | 42.03 | -88.08
61476 | STANDARD | SEATON | IL | PRIMARY | 41.1 | -90.79
61359 | PO BOX | SEATONVILLE | IL | PRIMARY | 41.36 | -89.27
61771 | STANDARD | SECOR | IL | PRIMARY | 40.74 | -89.13
61360 | STANDARD | SENECA | IL | PRIMARY | 41.3 | -88.61
60549 | STANDARD | SERENA | IL | PRIMARY | 41.49 | -88.75
60550 | STANDARD | SHABBONA | IL | PRIMARY | 41.76 | -88.87
61361 | STANDARD | SHEFFIELD | IL | PRIMARY | 41.35 | -89.73
60966 | STANDARD | SHELDON | IL | PRIMARY | 40.77 | -87.56
60551 | STANDARD | SHERIDAN | IL | PRIMARY | 41.52 | -88.68
61772 | STANDARD | SHIRLEY | IL | PRIMARY | 40.41 | -89.03
61773 | STANDARD | SIBLEY | IL | PRIMARY | 40.58 | -88.37
61477 | STANDARD | SMITHFIELD | IL | PRIMARY | 40.47 | -90.29
61478 | STANDARD | SMITHSHIRE | IL | PRIMARY | 40.8 | -90.78
60552 | STANDARD | SOMONAUK | IL | PRIMARY | 41.63 | -88.68
60177 | STANDARD | SOUTH ELGIN | IL | PRIMARY | 41.99 | -88.29
60473 | STANDARD | SOUTH HOLLAND | IL | PRIMARY | 41.59 | -87.6
61564 | PO BOX | SOUTH PEKIN | IL | PRIMARY | 40.49 | -89.65
60474 | PO BOX | SOUTH WILMINGTON | IL | PRIMARY | 41.17 | -88.27
61565 | STANDARD | SPARLAND | IL | PRIMARY | 41.03 | -89.44
61479 | STANDARD | SPEER | IL | PRIMARY | 41.01 | -89.69
61362 | STANDARD | SPRING VALLEY | IL | PRIMARY | 41.32 | -89.19
61363 | PO BOX | STANDARD | IL | PRIMARY | 41.25 | -89.18
61774 | STANDARD | STANFORD | IL | PRIMARY | 40.43 | -89.22
60475 | STANDARD | STEGER | IL | PRIMARY | 41.46 | -87.63
60553 | STANDARD | STEWARD | IL | PRIMARY | 41.84 | -89.02
60967 | PO BOX | STOCKLAND | IL | PRIMARY | 40.63 | -87.58
61775 | STANDARD | STRAWN | IL | PRIMARY | 40.65 | -88.39
61311 | STANDARD | ANCONA | IL | PRIMARY | 41.05 | -88.76
61364 | STANDARD | STREATOR | IL | PRIMARY | 41.12 | -88.83
61480 | STANDARD | STRONGHURST | IL | PRIMARY | 40.74 | -90.9
61367 | STANDARD | SUBLETTE | IL | PRIMARY | 41.64 | -89.23
60554 | STANDARD | SUGAR GROVE | IL | PRIMARY | 41.76 | -88.45
60501 | STANDARD | SUMMIT ARGO | IL | PRIMARY | 41.77 | -87.82
60178 | STANDARD | SYCAMORE | IL | PRIMARY | 41.98 | -88.69
61482 | STANDARD | TABLE GROVE | IL | PRIMARY | 40.36 | -90.42
60968 | STANDARD | THAWVILLE | IL | PRIMARY | 40.67 | -88.11
60476 | STANDARD | THORNTON | IL | PRIMARY | 41.57 | -87.61
60477 | STANDARD | TINLEY PARK | IL | PRIMARY | 41.57 | -87.8
60478 | STANDARD | COUNTRY CLUB HILLS | IL | PRIMARY | 41.56 | -87.72
60487 | STANDARD | TINLEY PARK | IL | PRIMARY | 41.57 | -87.84
61368 | STANDARD | TISKILWA | IL | PRIMARY | 41.29 | -89.5
61369 | STANDARD | TOLUCA | IL | PRIMARY | 41 | -89.13
61370 | STANDARD | TONICA | IL | PRIMARY | 41.21 | -89.06
61567 | STANDARD | TOPEKA | IL | PRIMARY | 40.32 | -89.93
61483 | STANDARD | TOULON | IL | PRIMARY | 41.09 | -89.86
61776 | STANDARD | TOWANDA | IL | PRIMARY | 40.56 | -88.9
61568 | STANDARD | TREMONT | IL | PRIMARY | 40.52 | -89.49
61371 | PO BOX | TRIUMPH | IL | PRIMARY | 41.49 | -89.02
61569 | STANDARD | TRIVOLI | IL | PRIMARY | 40.69 | -89.88
61372 | PO BOX | TROY GROVE | IL | PRIMARY | 41.46 | -89.08
60180 | STANDARD | UNION | IL | PRIMARY | 42.23 | -88.54
60969 | PO BOX | UNION HILL | IL | PRIMARY | 41.1 | -88.14
61373 | STANDARD | UTICA | IL | PRIMARY | 41.38 | -88.99
61374 | PO BOX | VAN ORIN | IL | PRIMARY | 41.55 | -89.35
61375 | STANDARD | VARNA | IL | PRIMARY | 41.03 | -89.22
61484 | STANDARD | VERMONT | IL | PRIMARY | 40.29 | -90.42
60479 | STANDARD | VERONA | IL | PRIMARY | 41.21 | -88.5
61485 | STANDARD | VICTORIA | IL | PRIMARY | 41.03 | -90.09
60181 | STANDARD | VILLA PARK | IL | PRIMARY | 41.88 | -87.97
61486 | STANDARD | VIOLA | IL | PRIMARY | 41.2 | -90.58
61376 | STANDARD | WALNUT | IL | PRIMARY | 41.55 | -89.59
61777 | STANDARD | WAPELLA | IL | PRIMARY | 40.22 | -88.96
60555 | STANDARD | WARRENVILLE | IL | PRIMARY | 41.82 | -88.18
60183 | PO BOX | WASCO | IL | PRIMARY | 41.94 | -88.43
61570 | STANDARD | WASHBURN | IL | PRIMARY | 40.92 | -89.29
61571 | STANDARD | WASHINGTON | IL | PRIMARY | 40.69 | -89.43
61488 | STANDARD | WATAGA | IL | PRIMARY | 41.02 | -90.27
60556 | STANDARD | WATERMAN | IL | PRIMARY | 41.76 | -88.77
60970 | STANDARD | WATSEKA | IL | PRIMARY | 40.77 | -87.73
60184 | STANDARD | WAYNE | IL | PRIMARY | 41.95 | -88.26
61778 | STANDARD | WAYNESVILLE | IL | PRIMARY | 40.24 | -89.12
60557 | PO BOX | WEDRON | IL | PRIMARY | 41.41 | -88.73
60973 | STANDARD | WELLINGTON | IL | PRIMARY | 40.54 | -87.67
61377 | STANDARD | WENONA | IL | PRIMARY | 41.05 | -89.05
61378 | STANDARD | WEST BROOKLYN | IL | PRIMARY | 41.69 | -89.14
60185 | STANDARD | WEST CHICAGO | IL | PRIMARY | 41.88 | -88.22
60186 | PO BOX | WEST CHICAGO | IL | PRIMARY | 41.88 | -88.22
60558 | STANDARD | WESTERN SPRINGS | IL | PRIMARY | 41.8 | -87.9
60559 | STANDARD | WESTMONT | IL | PRIMARY | 41.79 | -87.97
60187 | STANDARD | WHEATON | IL | PRIMARY | 41.85 | -88.1
60189 | STANDARD | WHEATON | IL | PRIMARY | 41.85 | -88.1
61489 | STANDARD | WILLIAMSFIELD | IL | PRIMARY | 40.92 | -90.01
60480 | STANDARD | WILLOW SPRINGS | IL | PRIMARY | 41.73 | -87.88
60481 | STANDARD | WILMINGTON | IL | PRIMARY | 41.29 | -88.15
60190 | STANDARD | WINFIELD | IL | PRIMARY | 41.87 | -88.15
60191 | STANDARD | WOOD DALE | IL | PRIMARY | 41.96 | -87.98
60399 | UNIQUE | WOOD DALE | IL | PRIMARY | 41.96 | -87.94
61490 | STANDARD | WOODHULL | IL | PRIMARY | 41.17 | -90.32
60974 | PO BOX | WOODLAND | IL | PRIMARY | 40.71 | -87.73
60465 | STANDARD | PALOS HILLS | IL | PRIMARY | 41.69 | -87.82
60482 | STANDARD | WORTH | IL | PRIMARY | 41.68 | -87.79
61379 | STANDARD | WYANET | IL | PRIMARY | 41.36 | -89.58
61491 | STANDARD | WYOMING | IL | PRIMARY | 41.06 | -89.77
61572 | STANDARD | YATES CITY | IL | PRIMARY | 40.77 | -90.01
60560 | STANDARD | YORKVILLE | IL | PRIMARY | 41.64 | -88.44
60601 | STANDARD | CHICAGO | IL | PRIMARY | 41.83 | -87.68
60602 | STANDARD | CHICAGO | IL | PRIMARY | 41.83 | -87.68
60603 | STANDARD | CHICAGO | IL | PRIMARY | 41.83 | -87.68
60604 | STANDARD | CHICAGO | IL | PRIMARY | 41.83 | -87.68
60605 | STANDARD | CHICAGO | IL | PRIMARY | 41.83 | -87.68
60606 | STANDARD | CHICAGO | IL | PRIMARY | 41.83 | -87.68
60607 | STANDARD | CHICAGO | IL | PRIMARY | 41.83 | -87.68
60608 | STANDARD | CHICAGO | IL | PRIMARY | 41.83 | -87.68
60609 | STANDARD | CHICAGO | IL | PRIMARY | 41.83 | -87.68
60610 | STANDARD | CHICAGO | IL | PRIMARY | 41.83 | -87.68
60611 | STANDARD | CHICAGO | IL | PRIMARY | 41.83 | -87.68
60612 | STANDARD | CHICAGO | IL | PRIMARY | 41.83 | -87.68
60613 | STANDARD | CHICAGO | IL | PRIMARY | 41.83 | -87.68
60614 | STANDARD | CHICAGO | IL | PRIMARY | 41.83 | -87.68
60615 | STANDARD | CHICAGO | IL | PRIMARY | 41.83 | -87.68
60616 | STANDARD | CHICAGO | IL | PRIMARY | 41.83 | -87.68
60617 | STANDARD | CHICAGO | IL | PRIMARY | 41.83 | -87.68
60618 | STANDARD | CHICAGO | IL | PRIMARY | 41.83 | -87.68
60619 | STANDARD | CHICAGO | IL | PRIMARY | 41.83 | -87.68
60620 | STANDARD | CHICAGO | IL | PRIMARY | 41.83 | -87.68
60621 | STANDARD | CHICAGO | IL | PRIMARY | 41.83 | -87.68
60622 | STANDARD | CHICAGO | IL | PRIMARY | 41.83 | -87.68
60623 | STANDARD | CHICAGO | IL | PRIMARY | 41.83 | -87.68
60624 | STANDARD | CHICAGO | IL | PRIMARY | 41.83 | -87.68
60625 | STANDARD | CHICAGO | IL | PRIMARY | 41.83 | -87.68
60626 | STANDARD | CHICAGO | IL | PRIMARY | 41.83 | -87.68
60628 | STANDARD | CHICAGO | IL | PRIMARY | 41.83 | -87.68
60629 | STANDARD | CHICAGO | IL | PRIMARY | 41.83 | -87.68
60630 | STANDARD | CHICAGO | IL | PRIMARY | 41.83 | -87.68
60631 | STANDARD | CHICAGO | IL | PRIMARY | 41.83 | -87.68
60632 | STANDARD | CHICAGO | IL | PRIMARY | 41.83 | -87.68
60633 | STANDARD | CHICAGO | IL | PRIMARY | 41.83 | -87.68
60634 | STANDARD | CHICAGO | IL | PRIMARY | 41.83 | -87.68
60636 | STANDARD | CHICAGO | IL | PRIMARY | 41.83 | -87.68
60637 | STANDARD | CHICAGO | IL | PRIMARY | 41.83 | -87.68
60638 | STANDARD | CHICAGO | IL | PRIMARY | 41.83 | -87.68
60639 | STANDARD | CHICAGO | IL | PRIMARY | 41.83 | -87.68
60640 | STANDARD | CHICAGO | IL | PRIMARY | 41.83 | -87.68
60641 | STANDARD | CHICAGO | IL | PRIMARY | 41.83 | -87.68
60642 | STANDARD | CHICAGO | IL | PRIMARY | 41.9 | -87.65
60643 | STANDARD | CHICAGO | IL | PRIMARY | 41.83 | -87.68
60644 | STANDARD | CHICAGO | IL | PRIMARY | 41.83 | -87.68
60645 | STANDARD | CHICAGO | IL | PRIMARY | 41.83 | -87.68
60646 | STANDARD | CHICAGO | IL | PRIMARY | 41.83 | -87.68
60647 | STANDARD | CHICAGO | IL | PRIMARY | 41.83 | -87.68
60649 | STANDARD | CHICAGO | IL | PRIMARY | 41.83 | -87.68
60651 | STANDARD | CHICAGO | IL | PRIMARY | 41.83 | -87.68
60652 | STANDARD | CHICAGO | IL | PRIMARY | 41.83 | -87.68
60653 | STANDARD | CHICAGO | IL | PRIMARY | 41.83 | -87.68
60654 | STANDARD | CHICAGO | IL | PRIMARY | 41.83 | -87.68
60655 | STANDARD | CHICAGO | IL | PRIMARY | 41.83 | -87.68
60656 | STANDARD | CHICAGO | IL | PRIMARY | 41.83 | -87.68
60657 | STANDARD | CHICAGO | IL | PRIMARY | 41.83 | -87.68
60659 | STANDARD | CHICAGO | IL | PRIMARY | 41.83 | -87.68
60660 | STANDARD | CHICAGO | IL | PRIMARY | 41.83 | -87.68
60661 | STANDARD | CHICAGO | IL | PRIMARY | 41.83 | -87.68
60664 | PO BOX | CHICAGO | IL | PRIMARY | 41.83 | -87.68
60666 | PO BOX | CHICAGO | IL | PRIMARY | 41.98 | -87.9
60668 | UNIQUE | CHICAGO | IL | PRIMARY | 41.83 | -87.68
60669 | UNIQUE | CHICAGO | IL | PRIMARY | 41.83 | -87.68
60670 | UNIQUE | CHICAGO | IL | PRIMARY | 41.83 | -87.68
60673 | UNIQUE | CHICAGO | IL | PRIMARY | 41.83 | -87.68
60674 | UNIQUE | CHICAGO | IL | PRIMARY | 41.83 | -87.68
60675 | UNIQUE | CHICAGO | IL | PRIMARY | 41.83 | -87.68
60677 | UNIQUE | CHICAGO | IL | PRIMARY | 41.83 | -87.68
60678 | UNIQUE | CHICAGO | IL | PRIMARY | 41.83 | -87.68
60680 | PO BOX | CHICAGO | IL | PRIMARY | 41.83 | -87.68
60681 | PO BOX | CHICAGO | IL | PRIMARY | 41.83 | -87.68
60682 | UNIQUE | CHICAGO | IL | PRIMARY | 41.86 | -87.81
60684 | UNIQUE | CHICAGO | IL | PRIMARY | 41.83 | -87.68
60685 | UNIQUE | CHICAGO | IL | PRIMARY | 41.83 | -87.68
60686 | UNIQUE | CHICAGO | IL | PRIMARY | 41.85 | -87.65
60687 | UNIQUE | CHICAGO | IL | PRIMARY | 41.83 | -87.68
60688 | UNIQUE | CHICAGO | IL | PRIMARY | 41.85 | -87.65
60689 | UNIQUE | CHICAGO | IL | PRIMARY | 41.87 | -87.63
60690 | PO BOX | CHICAGO | IL | PRIMARY | 41.83 | -87.68
60691 | PO BOX | CHICAGO | IL | PRIMARY | 41.83 | -87.68
60693 | UNIQUE | CHICAGO | IL | PRIMARY | 41.83 | -87.68
60694 | UNIQUE | CHICAGO | IL | PRIMARY | 41.83 | -87.68
60695 | UNIQUE | CHICAGO | IL | PRIMARY | 41.85 | -87.65
60696 | UNIQUE | CHICAGO | IL | PRIMARY | 41.85 | -87.65
60697 | UNIQUE | CHICAGO | IL | PRIMARY | 41.83 | -87.68
60699 | STANDARD | CHICAGO | IL | PRIMARY | 41.83 | -87.68
60701 | STANDARD | CHICAGO | IL | PRIMARY | 41.83 | -87.68
60706 | STANDARD | HARWOOD HEIGHTS | IL | PRIMARY | 41.96 | -87.8
60707 | STANDARD | ELMWOOD PARK | IL | PRIMARY | 41.92 | -87.81
60712 | STANDARD | LINCOLNWOOD | IL | PRIMARY | 42 | -87.73
60714 | STANDARD | NILES | IL | PRIMARY | 42.02 | -87.8
60803 | STANDARD | ALSIP | IL | PRIMARY | 41.67 | -87.73
60804 | STANDARD | CICERO | IL | PRIMARY | 41.84 | -87.75
60805 | STANDARD | EVERGREEN PARK | IL | PRIMARY | 41.72 | -87.7
60827 | STANDARD | RIVERDALE | IL | PRIMARY | 41.64 | -87.63
62214 | STANDARD | ADDIEVILLE | IL | PRIMARY | 38.39 | -89.48
62215 | STANDARD | ALBERS | IL | PRIMARY | 38.54 | -89.61
62806 | STANDARD | ALBION | IL | PRIMARY | 38.37 | -88.05
62833 | STANDARD | ELLERY | IL | PRIMARY | 38.36 | -88.13
62843 | STANDARD | GOLDEN GATE | IL | PRIMARY | 38.35 | -88.2
62601 | STANDARD | ALEXANDER | IL | PRIMARY | 39.71 | -90.05
62001 | STANDARD | ALHAMBRA | IL | PRIMARY | 38.88 | -89.73
62410 | STANDARD | ALLENDALE | IL | PRIMARY | 38.52 | -87.71
61810 | STANDARD | ALLERTON | IL | PRIMARY | 39.91 | -87.93
62807 | STANDARD | ALMA | IL | PRIMARY | 38.72 | -88.91
62610 | PO BOX | ALSEY | IL | PRIMARY | 39.55 | -90.43
62411 | STANDARD | ALTAMONT | IL | PRIMARY | 39.05 | -88.74
62002 | STANDARD | ALTON | IL | PRIMARY | 38.9 | -90.15
62905 | STANDARD | ALTO PASS | IL | PRIMARY | 37.57 | -89.31
61811 | STANDARD | ALVIN | IL | PRIMARY | 40.3 | -87.6
62906 | STANDARD | ANNA | IL | PRIMARY | 37.46 | -89.24
62413 | STANDARD | ANNAPOLIS | IL | PRIMARY | 39.15 | -87.81
61910 | STANDARD | ARCOLA | IL | PRIMARY | 39.68 | -88.3
62611 | STANDARD | ARENZVILLE | IL | PRIMARY | 39.87 | -90.37
62501 | STANDARD | ARGENTA | IL | PRIMARY | 39.98 | -88.81
61812 | STANDARD | ARMSTRONG | IL | PRIMARY | 40.31 | -87.88
61911 | STANDARD | ARTHUR | IL | PRIMARY | 39.71 | -88.46
62612 | STANDARD | ASHLAND | IL | PRIMARY | 39.88 | -90
62808 | STANDARD | ASHLEY | IL | PRIMARY | 38.32 | -89.18
61912 | STANDARD | ASHMORE | IL | PRIMARY | 39.53 | -88.02
62510 | STANDARD | ASSUMPTION | IL | PRIMARY | 39.51 | -89.04
62613 | STANDARD | ATHENS | IL | PRIMARY | 39.96 | -89.72
61913 | STANDARD | ATWOOD | IL | PRIMARY | 39.79 | -88.46
62615 | STANDARD | AUBURN | IL | PRIMARY | 39.57 | -89.74
62311 | STANDARD | AUGUSTA | IL | PRIMARY | 40.23 | -90.94
62344 | STANDARD | HUNTSVILLE | IL | PRIMARY | 40.18 | -90.86
62907 | STANDARD | AVA | IL | PRIMARY | 37.88 | -89.49
62216 | STANDARD | AVISTON | IL | PRIMARY | 38.6 | -89.6
62217 | STANDARD | BALDWIN | IL | PRIMARY | 38.18 | -89.84
62312 | STANDARD | BARRY | IL | PRIMARY | 39.69 | -91.03
62218 | STANDARD | BARTELSO | IL | PRIMARY | 38.53 | -89.46
62313 | STANDARD | BASCO | IL | PRIMARY | 40.32 | -91.19
62006 | STANDARD | BATCHTOWN | IL | PRIMARY | 39.03 | -90.65
62617 | STANDARD | BATH | IL | PRIMARY | 40.19 | -90.14
62314 | STANDARD | BAYLIS | IL | PRIMARY | 39.72 | -90.9
62618 | STANDARD | BEARDSTOWN | IL | PRIMARY | 40 | -90.41
62512 | STANDARD | BEASON | IL | PRIMARY | 40.15 | -89.2
62219 | PO BOX | BECKEMEYER | IL | PRIMARY | 38.6 | -89.43
62414 | STANDARD | BEECHER CITY | IL | PRIMARY | 39.18 | -88.78
62444 | STANDARD | MODE | IL | PRIMARY | 39.28 | -88.63
62908 | STANDARD | BELKNAP | IL | PRIMARY | 37.32 | -88.94
62810 | STANDARD | BELLE RIVE | IL | PRIMARY | 38.23 | -88.73
62220 | STANDARD | BELLEVILLE | IL | PRIMARY | 38.53 | -90
62221 | STANDARD | BELLEVILLE | IL | PRIMARY | 38.53 | -90
62222 | PO BOX | BELLEVILLE | IL | PRIMARY | 38.53 | -90
62223 | STANDARD | BELLEVILLE | IL | PRIMARY | 38.53 | -90
62225 | STANDARD | SCOTT AIR FORCE BASE | IL | PRIMARY | 38.54 | -89.85
62226 | STANDARD | BELLEVILLE | IL | PRIMARY | 38.53 | -90
62811 | PO BOX | BELLMONT | IL | PRIMARY | 38.38 | -87.9
61813 | STANDARD | BEMENT | IL | PRIMARY | 39.92 | -88.57
62009 | STANDARD | BENLD | IL | PRIMARY | 39.09 | -89.8
62812 | STANDARD | BENTON | IL | PRIMARY | 38 | -88.91
62010 | STANDARD | BETHALTO | IL | PRIMARY | 38.9 | -90.04
61914 | STANDARD | BETHANY | IL | PRIMARY | 39.64 | -88.74
62011 | STANDARD | BINGHAM | IL | PRIMARY | 39.11 | -89.21
61814 | STANDARD | BISMARCK | IL | PRIMARY | 40.26 | -87.6
62513 | STANDARD | BLUE MOUND | IL | PRIMARY | 39.7 | -89.11
62621 | STANDARD | BLUFFS | IL | PRIMARY | 39.75 | -90.53
62622 | PO BOX | BLUFF SPRINGS | IL | PRIMARY | 39.98 | -90.37
62814 | STANDARD | BLUFORD | IL | PRIMARY | 38.32 | -88.73
62909 | PO BOX | BOLES | IL | PRIMARY | 37.36 | -89
61815 | PO BOX | BONDVILLE | IL | PRIMARY | 40.11 | -88.36
62815 | STANDARD | BONE GAP | IL | PRIMARY | 38.44 | -87.99
62816 | STANDARD | BONNIE | IL | PRIMARY | 38.2 | -88.9
62514 | PO BOX | BOODY | IL | PRIMARY | 39.76 | -89.05
62316 | STANDARD | BOWEN | IL | PRIMARY | 40.23 | -91.06
62230 | STANDARD | BREESE | IL | PRIMARY | 38.61 | -89.52
62417 | STANDARD | BRIDGEPORT | IL | PRIMARY | 38.71 | -87.75
62012 | STANDARD | BRIGHTON | IL | PRIMARY | 39.04 | -90.13
61816 | STANDARD | BROADLANDS | IL | PRIMARY | 39.9 | -87.99
61917 | STANDARD | BROCTON | IL | PRIMARY | 39.71 | -87.93
62910 | STANDARD | BROOKPORT | IL | PRIMARY | 37.12 | -88.62
62817 | STANDARD | BROUGHTON | IL | PRIMARY | 37.93 | -88.46
62624 | STANDARD | BROWNING | IL | PRIMARY | 40.12 | -90.37
62818 | STANDARD | BROWNS | IL | PRIMARY | 38.37 | -87.98
62418 | STANDARD | BROWNSTOWN | IL | PRIMARY | 38.99 | -88.95
62013 | STANDARD | BRUSSELS | IL | PRIMARY | 38.95 | -90.58
62819 | STANDARD | BUCKNER | IL | PRIMARY | 37.98 | -89.01
62515 | STANDARD | BUFFALO | IL | PRIMARY | 39.84 | -89.4
62517 | STANDARD | BULPITT | IL | PRIMARY | 39.59 | -89.42
62912 | STANDARD | BUNCOMBE | IL | PRIMARY | 37.47 | -88.97
62014 | STANDARD | BUNKER HILL | IL | PRIMARY | 39.04 | -89.95
62820 | STANDARD | BURNT PRAIRIE | IL | PRIMARY | 38.25 | -88.25
62015 | STANDARD | BUTLER | IL | PRIMARY | 39.19 | -89.53
62914 | STANDARD | CAIRO | IL | PRIMARY | 36.99 | -89.17
62419 | STANDARD | CALHOUN | IL | PRIMARY | 38.65 | -88.04
61919 | STANDARD | CAMARGO | IL | PRIMARY | 39.79 | -88.16
62915 | PO BOX | CAMBRIA | IL | PRIMARY | 37.77 | -89.11
62319 | STANDARD | CAMDEN | IL | PRIMARY | 40.15 | -90.77
62916 | STANDARD | CAMPBELL HILL | IL | PRIMARY | 37.93 | -89.55
62320 | STANDARD | CAMP POINT | IL | PRIMARY | 40.03 | -91.06
62625 | STANDARD | CANTRALL | IL | PRIMARY | 39.93 | -89.68
62901 | STANDARD | CARBONDALE | IL | PRIMARY | 37.72 | -89.21
62902 | STANDARD | CARBONDALE | IL | PRIMARY | 37.72 | -89.21
62903 | STANDARD | CARBONDALE | IL | PRIMARY | 37.72 | -89.21
62626 | STANDARD | CARLINVILLE | IL | PRIMARY | 39.28 | -89.88
62231 | STANDARD | CARLYLE | IL | PRIMARY | 38.61 | -89.37
62821 | STANDARD | CARMI | IL | PRIMARY | 38.08 | -88.17
62917 | STANDARD | CARRIER MILLS | IL | PRIMARY | 37.65 | -88.61
62016 | STANDARD | CARROLLTON | IL | PRIMARY | 39.29 | -90.41
62918 | STANDARD | CARTERVILLE | IL | PRIMARY | 37.76 | -89.08
62321 | STANDARD | CARTHAGE | IL | PRIMARY | 40.41 | -91.13
62420 | STANDARD | CASEY | IL | PRIMARY | 39.3 | -87.98
62232 | STANDARD | CASEYVILLE | IL | PRIMARY | 38.63 | -90.03
61817 | STANDARD | CATLIN | IL | PRIMARY | 40.06 | -87.7
62919 | STANDARD | CAVE IN ROCK | IL | PRIMARY | 37.53 | -88.23
62801 | STANDARD | CENTRALIA | IL | PRIMARY | 38.52 | -89.12
61818 | STANDARD | CERRO GORDO | IL | PRIMARY | 39.89 | -88.73
62323 | STANDARD | CHAMBERSBURG | IL | PRIMARY | 39.81 | -90.65
61820 | STANDARD | CHAMPAIGN | IL | PRIMARY | 40.11 | -88.26
61821 | STANDARD | CHAMPAIGN | IL | PRIMARY | 40.11 | -88.26
61822 | STANDARD | CHAMPAIGN | IL | PRIMARY | 40.11 | -88.26
61824 | PO BOX | CHAMPAIGN | IL | PRIMARY | 40.11 | -88.26
61825 | PO BOX | CHAMPAIGN | IL | PRIMARY | 40.11 | -88.26
61826 | PO BOX | CHAMPAIGN | IL | PRIMARY | 40.11 | -88.26
62627 | STANDARD | CHANDLERVILLE | IL | PRIMARY | 40.04 | -90.15
62628 | STANDARD | CHAPIN | IL | PRIMARY | 39.76 | -90.4
61920 | STANDARD | CHARLESTON | IL | PRIMARY | 39.48 | -88.17
62629 | STANDARD | CHATHAM | IL | PRIMARY | 39.67 | -89.69
62233 | STANDARD | CHESTER | IL | PRIMARY | 37.91 | -89.82
62630 | STANDARD | CHESTERFIELD | IL | PRIMARY | 39.25 | -90.06
62518 | STANDARD | CHESTNUT | IL | PRIMARY | 40.06 | -89.2
61924 | STANDARD | CHRISMAN | IL | PRIMARY | 39.8 | -87.67
62822 | STANDARD | CHRISTOPHER | IL | PRIMARY | 37.97 | -89.05
61830 | STANDARD | CISCO | IL | PRIMARY | 40.01 | -88.72
62823 | STANDARD | CISNE | IL | PRIMARY | 38.51 | -88.43
62421 | STANDARD | CLAREMONT | IL | PRIMARY | 38.71 | -87.97
62824 | STANDARD | CLAY CITY | IL | PRIMARY | 38.68 | -88.35
62324 | STANDARD | CLAYTON | IL | PRIMARY | 40.03 | -90.95
62325 | STANDARD | COATSBURG | IL | PRIMARY | 40.03 | -91.15
62920 | STANDARD | COBDEN | IL | PRIMARY | 37.53 | -89.25
62825 | PO BOX | COELLO | IL | PRIMARY | 38.04 | -89.09
62017 | STANDARD | COFFEEN | IL | PRIMARY | 39.08 | -89.39
62326 | STANDARD | COLCHESTER | IL | PRIMARY | 40.42 | -90.79
62234 | STANDARD | COLLINSVILLE | IL | PRIMARY | 38.67 | -89.99
61831 | STANDARD | COLLISON | IL | PRIMARY | 40.23 | -87.8
62921 | PO BOX | COLP | IL | PRIMARY | 37.8 | -89.07
62236 | STANDARD | COLUMBIA | IL | PRIMARY | 38.45 | -90.22
62329 | PO BOX | COLUSA | IL | PRIMARY | 40.56 | -91.16
62631 | STANDARD | CONCORD | IL | PRIMARY | 39.81 | -90.37
62519 | PO BOX | CORNLAND | IL | PRIMARY | 39.94 | -89.4
62018 | STANDARD | COTTAGE HILLS | IL | PRIMARY | 38.91 | -90.08
62237 | STANDARD | COULTERVILLE | IL | PRIMARY | 38.18 | -89.6
62422 | STANDARD | COWDEN | IL | PRIMARY | 39.24 | -88.85
62922 | STANDARD | CREAL SPRINGS | IL | PRIMARY | 37.61 | -88.83
62827 | STANDARD | CROSSVILLE | IL | PRIMARY | 38.16 | -88.06
62238 | STANDARD | CUTLER | IL | PRIMARY | 38.03 | -89.56
62923 | STANDARD | CYPRESS | IL | PRIMARY | 37.36 | -89.01
62828 | STANDARD | DAHLGREN | IL | PRIMARY | 38.19 | -88.68
62829 | PO BOX | DALE | IL | PRIMARY | 37.99 | -88.54
62330 | STANDARD | DALLAS CITY | IL | PRIMARY | 40.63 | -91.16
61925 | STANDARD | DALTON CITY | IL | PRIMARY | 39.71 | -88.8
61832 | STANDARD | DANVILLE | IL | PRIMARY | 40.14 | -87.61
61833 | STANDARD | TILTON | IL | PRIMARY | 40.09 | -87.63
61834 | STANDARD | DANVILLE | IL | PRIMARY | 40.14 | -87.61
62520 | STANDARD | DAWSON | IL | PRIMARY | 39.85 | -89.46
62521 | STANDARD | DECATUR | IL | PRIMARY | 39.85 | -88.93
62522 | STANDARD | DECATUR | IL | PRIMARY | 39.85 | -88.93
62523 | STANDARD | DECATUR | IL | PRIMARY | 39.85 | -88.93
62524 | PO BOX | DECATUR | IL | PRIMARY | 39.85 | -88.93
62525 | PO BOX | DECATUR | IL | PRIMARY | 39.85 | -88.93
62526 | STANDARD | DECATUR | IL | PRIMARY | 39.85 | -88.93
61839 | STANDARD | DE LAND | IL | PRIMARY | 40.12 | -88.64
62924 | STANDARD | DE SOTO | IL | PRIMARY | 37.81 | -89.22
61840 | STANDARD | DEWEY | IL | PRIMARY | 40.3 | -88.26
62424 | STANDARD | DIETERICH | IL | PRIMARY | 39.05 | -88.38
62530 | STANDARD | DIVERNON | IL | PRIMARY | 39.56 | -89.65
62830 | STANDARD | DIX | IL | PRIMARY | 38.44 | -88.94
62926 | STANDARD | DONGOLA | IL | PRIMARY | 37.36 | -89.16
62019 | STANDARD | DONNELLSON | IL | PRIMARY | 39.03 | -89.47
62021 | STANDARD | DORSEY | IL | PRIMARY | 38.97 | -89.99
62022 | STANDARD | DOW | IL | PRIMARY | 39.04 | -90.31
62927 | PO BOX | DOWELL | IL | PRIMARY | 37.93 | -89.23
62831 | STANDARD | DU BOIS | IL | PRIMARY | 38.22 | -89.21
62425 | STANDARD | DUNDAS | IL | PRIMARY | 38.83 | -88.08
62239 | STANDARD | DUPO | IL | PRIMARY | 38.51 | -90.2
62832 | STANDARD | DU QUOIN | IL | PRIMARY | 38 | -89.23
62023 | PO BOX | EAGARVILLE | IL | PRIMARY | 39.11 | -89.78
62024 | STANDARD | EAST ALTON | IL | PRIMARY | 38.88 | -90.1
62240 | STANDARD | EAST CARONDELET | IL | PRIMARY | 38.53 | -90.23
62633 | STANDARD | EASTON | IL | PRIMARY | 40.23 | -89.84
62201 | STANDARD | EAST SAINT LOUIS | IL | PRIMARY | 38.61 | -90.13
62202 | PO BOX | EAST SAINT LOUIS | IL | PRIMARY | 38.61 | -90.13
62203 | STANDARD | EAST SAINT LOUIS | IL | PRIMARY | 38.61 | -90.13
62204 | STANDARD | EAST SAINT LOUIS | IL | PRIMARY | 38.61 | -90.13
62205 | STANDARD | EAST SAINT LOUIS | IL | PRIMARY | 38.61 | -90.13
62206 | STANDARD | EAST SAINT LOUIS | IL | PRIMARY | 38.61 | -90.13
62207 | STANDARD | EAST SAINT LOUIS | IL | PRIMARY | 38.61 | -90.13
62208 | STANDARD | FAIRVIEW HEIGHTS | IL | PRIMARY | 38.59 | -90
62928 | STANDARD | EDDYVILLE | IL | PRIMARY | 37.5 | -88.58
62426 | STANDARD | EDGEWOOD | IL | PRIMARY | 38.92 | -88.66
62531 | STANDARD | EDINBURG | IL | PRIMARY | 39.65 | -89.38
62025 | STANDARD | EDWARDSVILLE | IL | PRIMARY | 38.8 | -89.96
62026 | UNIQUE | EDWARDSVILLE | IL | PRIMARY | 38.8 | -89.96
62401 | STANDARD | EFFINGHAM | IL | PRIMARY | 39.11 | -88.55
62930 | STANDARD | ELDORADO | IL | PRIMARY | 37.81 | -88.44
62027 | STANDARD | ELDRED | IL | PRIMARY | 39.28 | -90.55
62931 | STANDARD | ELIZABETHTOWN | IL | PRIMARY | 37.45 | -88.3
62634 | STANDARD | ELKHART | IL | PRIMARY | 40.01 | -89.48
62932 | STANDARD | ELKVILLE | IL | PRIMARY | 37.9 | -89.23
62241 | STANDARD | ELLIS GROVE | IL | PRIMARY | 38 | -89.9
62028 | STANDARD | ELSAH | IL | PRIMARY | 38.95 | -90.35
62334 | PO BOX | ELVASTON | IL | PRIMARY | 40.39 | -91.24
62532 | PO BOX | ELWIN | IL | PRIMARY | 39.78 | -88.95
62635 | STANDARD | EMDEN | IL | PRIMARY | 40.29 | -89.48
62834 | PO BOX | EMMA | IL | PRIMARY | 37.96 | -88.08
62933 | STANDARD | ENERGY | IL | PRIMARY | 37.77 | -89.02
62835 | STANDARD | ENFIELD | IL | PRIMARY | 38.1 | -88.33
62934 | STANDARD | EQUALITY | IL | PRIMARY | 37.73 | -88.34
62242 | STANDARD | EVANSVILLE | IL | PRIMARY | 38.08 | -89.93
62836 | STANDARD | EWING | IL | PRIMARY | 38.08 | -88.85
62809 | STANDARD | BARNHILL | IL | PRIMARY | 38.27 | -88.38
62837 | STANDARD | FAIRFIELD | IL | PRIMARY | 38.38 | -88.36
61841 | STANDARD | FAIRMOUNT | IL | PRIMARY | 40.04 | -87.82
62838 | STANDARD | FARINA | IL | PRIMARY | 38.83 | -88.77
61842 | STANDARD | FARMER CITY | IL | PRIMARY | 40.24 | -88.64
62533 | STANDARD | FARMERSVILLE | IL | PRIMARY | 39.44 | -89.65
62336 | PO BOX | FERRIS | IL | PRIMARY | 40.46 | -91.16
62030 | PO BOX | FIDELITY | IL | PRIMARY | 39.15 | -90.16
62031 | STANDARD | FIELDON | IL | PRIMARY | 39.1 | -90.49
62032 | STANDARD | FILLMORE | IL | PRIMARY | 39.11 | -89.27
62534 | STANDARD | FINDLAY | IL | PRIMARY | 39.52 | -88.75
61843 | STANDARD | FISHER | IL | PRIMARY | 40.31 | -88.34
61844 | STANDARD | FITHIAN | IL | PRIMARY | 40.11 | -87.87
62427 | STANDARD | FLAT ROCK | IL | PRIMARY | 38.9 | -87.67
62839 | STANDARD | FLORA | IL | PRIMARY | 38.67 | -88.47
61845 | STANDARD | FOOSLAND | IL | PRIMARY | 40.36 | -88.42
62535 | STANDARD | FORSYTH | IL | PRIMARY | 39.92 | -88.95
62338 | STANDARD | FOWLER | IL | PRIMARY | 40 | -91.25
62840 | PO BOX | FRANKFORT HEIGHTS | IL | PRIMARY | 37.9 | -88.84
62638 | STANDARD | FRANKLIN | IL | PRIMARY | 39.62 | -90.04
62639 | STANDARD | FREDERICK | IL | PRIMARY | 40.06 | -90.43
62243 | STANDARD | FREEBURG | IL | PRIMARY | 38.42 | -89.9
62841 | PO BOX | FREEMAN SPUR | IL | PRIMARY | 37.85 | -88.99
62244 | STANDARD | FULTS | IL | PRIMARY | 38.16 | -90.21
62935 | STANDARD | GALATIA | IL | PRIMARY | 37.84 | -88.61
62842 | STANDARD | GEFF | IL | PRIMARY | 38.44 | -88.42
61846 | STANDARD | GEORGETOWN | IL | PRIMARY | 39.97 | -87.63
62245 | STANDARD | GERMANTOWN | IL | PRIMARY | 38.55 | -89.53
61847 | STANDARD | GIFFORD | IL | PRIMARY | 40.3 | -88.02
62033 | STANDARD | GILLESPIE | IL | PRIMARY | 39.12 | -89.81
62640 | STANDARD | GIRARD | IL | PRIMARY | 39.44 | -89.78
62536 | STANDARD | GLENARM | IL | PRIMARY | 39.61 | -89.67
62034 | STANDARD | GLEN CARBON | IL | PRIMARY | 38.76 | -89.97
62035 | STANDARD | GODFREY | IL | PRIMARY | 38.96 | -90.18
62938 | STANDARD | GOLCONDA | IL | PRIMARY | 37.36 | -88.48
62339 | STANDARD | GOLDEN | IL | PRIMARY | 40.1 | -91.01
62036 | STANDARD | GOLDEN EAGLE | IL | PRIMARY | 38.89 | -90.57
62939 | STANDARD | GOREVILLE | IL | PRIMARY | 37.55 | -88.97
62940 | STANDARD | GORHAM | IL | PRIMARY | 37.71 | -89.48
62037 | STANDARD | GRAFTON | IL | PRIMARY | 38.97 | -90.42
62941 | STANDARD | GRAND CHAIN | IL | PRIMARY | 37.25 | -89.01
62942 | STANDARD | GRAND TOWER | IL | PRIMARY | 37.63 | -89.5
62040 | STANDARD | GRANITE CITY | IL | PRIMARY | 38.71 | -90.12
62943 | STANDARD | GRANTSBURG | IL | PRIMARY | 37.37 | -88.76
62844 | STANDARD | GRAYVILLE | IL | PRIMARY | 38.25 | -87.99
62044 | STANDARD | GREENFIELD | IL | PRIMARY | 39.34 | -90.2
62428 | STANDARD | GREENUP | IL | PRIMARY | 39.24 | -88.15
62642 | STANDARD | GREENVIEW | IL | PRIMARY | 40.08 | -89.74
62246 | STANDARD | GREENVILLE | IL | PRIMARY | 38.88 | -89.4
62340 | STANDARD | GRIGGSVILLE | IL | PRIMARY | 39.7 | -90.72
62247 | PO BOX | HAGARSTOWN | IL | PRIMARY | 38.98 | -89.18
62045 | STANDARD | HAMBURG | IL | PRIMARY | 39.23 | -90.71
62046 | PO BOX | HAMEL | IL | PRIMARY | 38.88 | -89.84
62341 | STANDARD | HAMILTON | IL | PRIMARY | 40.38 | -91.36
61929 | STANDARD | HAMMOND | IL | PRIMARY | 39.79 | -88.59
62047 | STANDARD | HARDIN | IL | PRIMARY | 39.15 | -90.62
62946 | STANDARD | HARRISBURG | IL | PRIMARY | 37.73 | -88.54
62537 | PO BOX | HARRISTOWN | IL | PRIMARY | 39.84 | -89.05
62048 | STANDARD | HARTFORD | IL | PRIMARY | 38.82 | -90.09
62643 | STANDARD | HARTSBURG | IL | PRIMARY | 40.25 | -89.44
62538 | STANDARD | HARVEL | IL | PRIMARY | 39.35 | -89.53
62644 | STANDARD | HAVANA | IL | PRIMARY | 40.29 | -90.05
62248 | PO BOX | HECKER | IL | PRIMARY | 38.3 | -89.99
61848 | PO BOX | HENNING | IL | PRIMARY | 40.3 | -87.7
62947 | STANDARD | HEROD | IL | PRIMARY | 37.48 | -88.47
62431 | STANDARD | HERRICK | IL | PRIMARY | 39.21 | -88.98
62948 | STANDARD | HERRIN | IL | PRIMARY | 37.8 | -89.03
62649 | STANDARD | HETTICK | IL | PRIMARY | 39.35 | -90.03
62432 | STANDARD | HIDALGO | IL | PRIMARY | 39.15 | -88.15
62249 | STANDARD | HIGHLAND | IL | PRIMARY | 38.73 | -89.69
62049 | STANDARD | HILLSBORO | IL | PRIMARY | 39.16 | -89.48
62050 | STANDARD | HILLVIEW | IL | PRIMARY | 39.44 | -90.53
61930 | STANDARD | HINDSBORO | IL | PRIMARY | 39.68 | -88.13
62250 | STANDARD | HOFFMAN | IL | PRIMARY | 38.53 | -89.26
61849 | STANDARD | HOMER | IL | PRIMARY | 40.03 | -87.95
62803 | STANDARD | HOYLETON | IL | PRIMARY | 38.44 | -89.27
62252 | PO BOX | HUEY | IL | PRIMARY | 38.6 | -89.29
62343 | STANDARD | HULL | IL | PRIMARY | 39.7 | -91.2
61931 | STANDARD | HUMBOLDT | IL | PRIMARY | 39.6 | -88.31
61932 | STANDARD | HUME | IL | PRIMARY | 39.79 | -87.86
62949 | PO BOX | HURST | IL | PRIMARY | 37.83 | -89.14
62433 | STANDARD | HUTSONVILLE | IL | PRIMARY | 39.1 | -87.66
62539 | STANDARD | ILLIOPOLIS | IL | PRIMARY | 39.85 | -89.24
62846 | STANDARD | INA | IL | PRIMARY | 38.15 | -88.9
61850 | STANDARD | INDIANOLA | IL | PRIMARY | 39.92 | -87.74
62434 | STANDARD | INGRAHAM | IL | PRIMARY | 38.84 | -88.31
62051 | STANDARD | IRVING | IL | PRIMARY | 39.2 | -89.4
62848 | PO BOX | IRVINGTON | IL | PRIMARY | 38.43 | -89.16
62849 | STANDARD | IUKA | IL | PRIMARY | 38.61 | -88.78
61851 | STANDARD | IVESDALE | IL | PRIMARY | 39.94 | -88.45
62650 | STANDARD | JACKSONVILLE | IL | PRIMARY | 39.72 | -90.23
62651 | PO BOX | JACKSONVILLE | IL | PRIMARY | 39.72 | -90.23
62950 | STANDARD | JACOB | IL | PRIMARY | 37.74 | -89.54
62435 | PO BOX | JANESVILLE | IL | PRIMARY | 39.36 | -88.25
62052 | STANDARD | JERSEYVILLE | IL | PRIMARY | 39.11 | -90.32
62436 | STANDARD | JEWETT | IL | PRIMARY | 39.2 | -88.24
62850 | STANDARD | JOHNSONVILLE | IL | PRIMARY | 38.52 | -88.53
62951 | STANDARD | JOHNSTON CITY | IL | PRIMARY | 37.82 | -88.92
62952 | STANDARD | JONESBORO | IL | PRIMARY | 37.45 | -89.26
62953 | PO BOX | JOPPA | IL | PRIMARY | 37.2 | -88.84
62954 | STANDARD | JUNCTION | IL | PRIMARY | 37.72 | -88.23
62053 | STANDARD | KAMPSVILLE | IL | PRIMARY | 39.3 | -90.62
62054 | STANDARD | KANE | IL | PRIMARY | 39.19 | -90.35
61933 | STANDARD | KANSAS | IL | PRIMARY | 39.55 | -87.93
62955 | PO BOX | KARBERS RIDGE | IL | PRIMARY | 37.57 | -88.33
62956 | STANDARD | KARNAK | IL | PRIMARY | 37.29 | -88.97
62851 | STANDARD | KEENES | IL | PRIMARY | 38.33 | -88.64
62852 | PO BOX | KEENSBURG | IL | PRIMARY | 38.35 | -87.86
62853 | STANDARD | KELL | IL | PRIMARY | 38.49 | -88.9
62253 | STANDARD | KEYESPORT | IL | PRIMARY | 38.74 | -89.27
62655 | STANDARD | KILBOURNE | IL | PRIMARY | 40.15 | -90
62540 | PO BOX | KINCAID | IL | PRIMARY | 39.58 | -89.41
62345 | STANDARD | KINDERHOOK | IL | PRIMARY | 39.7 | -91.15
62854 | STANDARD | KINMUNDY | IL | PRIMARY | 38.77 | -88.84
62541 | PO BOX | LAKE FORK | IL | PRIMARY | 39.93 | -89.19
62855 | PO BOX | LANCASTER | IL | PRIMARY | 38.53 | -87.89
61936 | PO BOX | LA PLACE | IL | PRIMARY | 39.8 | -88.71
62346 | STANDARD | LA PRAIRIE | IL | PRIMARY | 40.14 | -91
62543 | STANDARD | LATHAM | IL | PRIMARY | 39.96 | -89.16
62439 | STANDARD | LAWRENCEVILLE | IL | PRIMARY | 38.72 | -87.68
62254 | STANDARD | LEBANON | IL | PRIMARY | 38.6 | -89.81
62255 | STANDARD | LENZBURG | IL | PRIMARY | 38.28 | -89.81
62440 | STANDARD | LERNA | IL | PRIMARY | 39.41 | -88.28
62347 | STANDARD | LIBERTY | IL | PRIMARY | 39.88 | -91.1
62348 | PO BOX | LIMA | IL | PRIMARY | 40.17 | -91.37
62656 | STANDARD | LINCOLN | IL | PRIMARY | 40.15 | -89.36
62056 | STANDARD | LITCHFIELD | IL | PRIMARY | 39.17 | -89.65
62660 | PO BOX | LITERBERRY | IL | PRIMARY | 39.85 | -90.2
62058 | PO BOX | LIVINGSTON | IL | PRIMARY | 38.96 | -89.76
62661 | STANDARD | LOAMI | IL | PRIMARY | 39.67 | -89.84
62856 | PO BOX | LOGAN | IL | PRIMARY | 37.93 | -88.84
61852 | STANDARD | LONGVIEW | IL | PRIMARY | 39.88 | -88.06
62349 | STANDARD | LORAINE | IL | PRIMARY | 40.15 | -91.22
62858 | STANDARD | LOUISVILLE | IL | PRIMARY | 38.76 | -88.5
62059 | PO BOX | LOVEJOY | IL | PRIMARY | 38.65 | -90.16
61937 | STANDARD | LOVINGTON | IL | PRIMARY | 39.71 | -88.63
62957 | STANDARD | MC CLURE | IL | PRIMARY | 37.29 | -89.43
62859 | STANDARD | MC LEANSBORO | IL | PRIMARY | 38.09 | -88.53
62860 | STANDARD | MACEDONIA | IL | PRIMARY | 38.05 | -88.7
62544 | STANDARD | MACON | IL | PRIMARY | 39.7 | -88.99
62060 | STANDARD | MADISON | IL | PRIMARY | 38.67 | -90.15
62256 | PO BOX | MAEYSTOWN | IL | PRIMARY | 38.22 | -90.23
61853 | STANDARD | MAHOMET | IL | PRIMARY | 40.19 | -88.4
62958 | STANDARD | MAKANDA | IL | PRIMARY | 37.61 | -89.23
62663 | PO BOX | MANCHESTER | IL | PRIMARY | 39.54 | -90.33
61854 | STANDARD | MANSFIELD | IL | PRIMARY | 40.21 | -88.5
62061 | STANDARD | MARINE | IL | PRIMARY | 38.78 | -89.77
62959 | STANDARD | MARION | IL | PRIMARY | 37.73 | -88.94
62257 | STANDARD | MARISSA | IL | PRIMARY | 38.25 | -89.75
62423 | STANDARD | DENNISON | IL | PRIMARY | 39.46 | -87.58
62441 | STANDARD | MARSHALL | IL | PRIMARY | 39.39 | -87.69
62442 | STANDARD | MARTINSVILLE | IL | PRIMARY | 39.33 | -87.88
62062 | STANDARD | MARYVILLE | IL | PRIMARY | 38.72 | -89.96
62258 | STANDARD | MASCOUTAH | IL | PRIMARY | 38.5 | -89.8
62443 | STANDARD | MASON | IL | PRIMARY | 38.95 | -88.62
62664 | STANDARD | MASON CITY | IL | PRIMARY | 40.2 | -89.69
61938 | STANDARD | MATTOON | IL | PRIMARY | 39.47 | -88.36
62861 | PO BOX | MAUNIE | IL | PRIMARY | 38.03 | -88.04
62545 | STANDARD | MECHANICSBURG | IL | PRIMARY | 39.81 | -89.39
62063 | STANDARD | MEDORA | IL | PRIMARY | 39.17 | -90.14
62259 | PO BOX | MENARD | IL | PRIMARY | 37.94 | -89.86
62351 | STANDARD | MENDON | IL | PRIMARY | 40.08 | -91.28
62665 | STANDARD | MEREDOSIA | IL | PRIMARY | 39.83 | -90.55
61940 | STANDARD | METCALF | IL | PRIMARY | 39.8 | -87.8
62960 | STANDARD | METROPOLIS | IL | PRIMARY | 37.15 | -88.71
62065 | STANDARD | MICHAEL | IL | PRIMARY | 39.23 | -90.62
62666 | STANDARD | MIDDLETOWN | IL | PRIMARY | 40.1 | -89.59
62961 | PO BOX | MILLCREEK | IL | PRIMARY | 37.35 | -89.26
62962 | STANDARD | MILLER CITY | IL | PRIMARY | 37.08 | -89.35
62862 | STANDARD | MILL SHOALS | IL | PRIMARY | 38.25 | -88.34
62260 | STANDARD | MILLSTADT | IL | PRIMARY | 38.45 | -90.09
61855 | STANDARD | MILMINE | IL | PRIMARY | 39.89 | -88.64
62352 | PO BOX | MILTON | IL | PRIMARY | 39.56 | -90.64
62667 | STANDARD | MODESTO | IL | PRIMARY | 39.47 | -89.98
61856 | STANDARD | MONTICELLO | IL | PRIMARY | 40.02 | -88.57
62445 | STANDARD | MONTROSE | IL | PRIMARY | 39.16 | -88.37
62067 | STANDARD | MORO | IL | PRIMARY | 38.95 | -89.99
62546 | STANDARD | MORRISONVILLE | IL | PRIMARY | 39.42 | -89.45
62963 | STANDARD | MOUND CITY | IL | PRIMARY | 37.08 | -89.16
62964 | STANDARD | MOUNDS | IL | PRIMARY | 37.11 | -89.2
62547 | STANDARD | MOUNT AUBURN | IL | PRIMARY | 39.76 | -89.26
62863 | STANDARD | MOUNT CARMEL | IL | PRIMARY | 38.41 | -87.77
62446 | STANDARD | MOUNT ERIE | IL | PRIMARY | 38.51 | -88.23
62069 | STANDARD | MOUNT OLIVE | IL | PRIMARY | 39.07 | -89.72
62548 | STANDARD | MOUNT PULASKI | IL | PRIMARY | 40.01 | -89.28
62353 | STANDARD | MOUNT STERLING | IL | PRIMARY | 39.98 | -90.76
62864 | STANDARD | MOUNT VERNON | IL | PRIMARY | 38.31 | -88.91
62549 | STANDARD | MT ZION | IL | PRIMARY | 39.77 | -88.87
62550 | STANDARD | MOWEAQUA | IL | PRIMARY | 39.62 | -89.01
62070 | STANDARD | MOZIER | IL | PRIMARY | 39.29 | -90.75
62965 | PO BOX | MUDDY | IL | PRIMARY | 37.76 | -88.51
62262 | STANDARD | MULBERRY GROVE | IL | PRIMARY | 38.92 | -89.26
62865 | STANDARD | MULKEYTOWN | IL | PRIMARY | 37.96 | -89.13
61857 | PO BOX | MUNCIE | IL | PRIMARY | 40.11 | -87.84
61941 | PO BOX | MURDOCK | IL | PRIMARY | 39.8 | -88.08
62966 | STANDARD | MURPHYSBORO | IL | PRIMARY | 37.76 | -89.33
62668 | STANDARD | MURRAYVILLE | IL | PRIMARY | 39.58 | -90.25
62263 | STANDARD | NASHVILLE | IL | PRIMARY | 38.34 | -89.37
62866 | PO BOX | NASON | IL | PRIMARY | 38.17 | -88.96
62071 | PO BOX | NATIONAL STOCK YARDS | IL | PRIMARY | 38.63 | -90.15
62354 | STANDARD | NAUVOO | IL | PRIMARY | 40.54 | -91.38
62355 | STANDARD | NEBO | IL | PRIMARY | 39.44 | -90.79
62447 | STANDARD | NEOGA | IL | PRIMARY | 39.32 | -88.45
62264 | STANDARD | NEW ATHENS | IL | PRIMARY | 38.31 | -89.87
62265 | STANDARD | NEW BADEN | IL | PRIMARY | 38.53 | -89.69
62670 | STANDARD | NEW BERLIN | IL | PRIMARY | 39.72 | -89.91
62967 | STANDARD | NEW BURNSIDE | IL | PRIMARY | 37.57 | -88.77
62356 | STANDARD | NEW CANTON | IL | PRIMARY | 39.63 | -91.09
62074 | STANDARD | NEW DOUGLAS | IL | PRIMARY | 38.97 | -89.66
62867 | STANDARD | NEW HAVEN | IL | PRIMARY | 37.9 | -88.12
62671 | STANDARD | NEW HOLLAND | IL | PRIMARY | 40.18 | -89.58
61942 | STANDARD | NEWMAN | IL | PRIMARY | 39.79 | -87.98
62266 | PO BOX | NEW MEMPHIS | IL | PRIMARY | 38.47 | -89.67
62357 | STANDARD | NEW SALEM | IL | PRIMARY | 39.7 | -90.84
62448 | STANDARD | NEWTON | IL | PRIMARY | 38.98 | -88.16
62551 | STANDARD | NIANTIC | IL | PRIMARY | 39.85 | -89.16
62672 | PO BOX | NILWOOD | IL | PRIMARY | 39.39 | -89.8
62358 | STANDARD | NIOTA | IL | PRIMARY | 40.61 | -91.28
62868 | STANDARD | NOBLE | IL | PRIMARY | 38.69 | -88.22
62075 | STANDARD | NOKOMIS | IL | PRIMARY | 39.3 | -89.28
62869 | STANDARD | NORRIS CITY | IL | PRIMARY | 37.97 | -88.32
62268 | STANDARD | OAKDALE | IL | PRIMARY | 38.26 | -89.5
62673 | STANDARD | OAKFORD | IL | PRIMARY | 40.1 | -89.96
61943 | STANDARD | OAKLAND | IL | PRIMARY | 39.65 | -88.02
61858 | STANDARD | OAKWOOD | IL | PRIMARY | 40.1 | -87.77
62449 | STANDARD | OBLONG | IL | PRIMARY | 39 | -87.9
62553 | STANDARD | OCONEE | IL | PRIMARY | 39.28 | -89.1
62870 | STANDARD | ODIN | IL | PRIMARY | 38.61 | -89.05
62269 | STANDARD | O FALLON | IL | PRIMARY | 38.59 | -89.91
61859 | STANDARD | OGDEN | IL | PRIMARY | 40.11 | -87.95
62076 | PO BOX | OHLMAN | IL | PRIMARY | 39.34 | -89.21
62271 | STANDARD | OKAWVILLE | IL | PRIMARY | 38.43 | -89.54
62969 | STANDARD | OLIVE BRANCH | IL | PRIMARY | 37.16 | -89.36
62970 | STANDARD | OLMSTED | IL | PRIMARY | 37.18 | -89.08
62450 | STANDARD | OLNEY | IL | PRIMARY | 38.73 | -88.08
62871 | STANDARD | OMAHA | IL | PRIMARY | 37.88 | -88.3
62872 | STANDARD | OPDYKE | IL | PRIMARY | 38.27 | -88.75
62971 | PO BOX | ORAVILLE | IL | PRIMARY | 37.9 | -89.43
62554 | STANDARD | OREANA | IL | PRIMARY | 39.93 | -88.86
62874 | PO BOX | ORIENT | IL | PRIMARY | 37.91 | -88.97
62555 | STANDARD | OWANECO | IL | PRIMARY | 39.48 | -89.19
62972 | STANDARD | OZARK | IL | PRIMARY | 37.53 | -88.76
62451 | STANDARD | PALESTINE | IL | PRIMARY | 39 | -87.61
62556 | STANDARD | PALMER | IL | PRIMARY | 39.45 | -89.4
62674 | STANDARD | PALMYRA | IL | PRIMARY | 39.43 | -89.99
62359 | STANDARD | PALOMA | IL | PRIMARY | 40.02 | -91.19
62557 | STANDARD | PANA | IL | PRIMARY | 39.38 | -89.07
62077 | PO BOX | PANAMA | IL | PRIMARY | 39.02 | -89.52
61944 | STANDARD | PARIS | IL | PRIMARY | 39.61 | -87.69
62452 | STANDARD | PARKERSBURG | IL | PRIMARY | 38.58 | -88.05
62875 | STANDARD | PATOKA | IL | PRIMARY | 38.75 | -89.09
62078 | PO BOX | PATTERSON | IL | PRIMARY | 39.48 | -90.48
62558 | STANDARD | PAWNEE | IL | PRIMARY | 39.59 | -89.58
62360 | STANDARD | PAYSON | IL | PRIMARY | 39.81 | -91.24
62361 | STANDARD | PEARL | IL | PRIMARY | 39.45 | -90.62
61862 | STANDARD | PENFIELD | IL | PRIMARY | 40.31 | -87.96
62272 | STANDARD | PERCY | IL | PRIMARY | 38.01 | -89.61
62973 | PO BOX | PERKS | IL | PRIMARY | 37.29 | -89.08
62362 | PO BOX | PERRY | IL | PRIMARY | 39.78 | -90.74
61863 | STANDARD | PESOTUM | IL | PRIMARY | 39.91 | -88.27
62659 | STANDARD | LINCOLNS NEW SALEM | IL | PRIMARY | 40.04 | -89.85
62675 | STANDARD | PETERSBURG | IL | PRIMARY | 40.01 | -89.85
61864 | STANDARD | PHILO | IL | PRIMARY | 40 | -88.15
62079 | STANDARD | PIASA | IL | PRIMARY | 39.11 | -90.12
62273 | PO BOX | PIERRON | IL | PRIMARY | 38.77 | -89.56
62274 | STANDARD | PINCKNEYVILLE | IL | PRIMARY | 38.07 | -89.38
62974 | STANDARD | PITTSBURG | IL | PRIMARY | 37.77 | -88.85
62363 | STANDARD | PITTSFIELD | IL | PRIMARY | 39.61 | -90.8
62365 | STANDARD | PLAINVILLE | IL | PRIMARY | 39.78 | -91.18
62366 | STANDARD | PLEASANT HILL | IL | PRIMARY | 39.44 | -90.87
62677 | STANDARD | PLEASANT PLAINS | IL | PRIMARY | 39.87 | -89.92
62367 | STANDARD | PLYMOUTH | IL | PRIMARY | 40.29 | -90.91
62275 | STANDARD | POCAHONTAS | IL | PRIMARY | 38.82 | -89.53
62975 | STANDARD | POMONA | IL | PRIMARY | 37.64 | -89.34
61865 | STANDARD | POTOMAC | IL | PRIMARY | 40.3 | -87.79
62261 | STANDARD | MODOC | IL | PRIMARY | 38.05 | -90.03
62277 | STANDARD | PRAIRIE DU ROCHER | IL | PRIMARY | 38.08 | -90.09
62976 | STANDARD | PULASKI | IL | PRIMARY | 37.21 | -89.2
62301 | STANDARD | QUINCY | IL | PRIMARY | 39.93 | -91.38
62305 | STANDARD | QUINCY | IL | PRIMARY | 39.93 | -91.38
62306 | PO BOX | QUINCY | IL | PRIMARY | 39.93 | -91.38
62876 | PO BOX | RADOM | IL | PRIMARY | 38.28 | -89.19
62977 | STANDARD | RALEIGH | IL | PRIMARY | 37.82 | -88.53
62080 | STANDARD | RAMSEY | IL | PRIMARY | 39.14 | -89.1
61866 | STANDARD | RANTOUL | IL | PRIMARY | 40.3 | -88.15
62560 | STANDARD | RAYMOND | IL | PRIMARY | 39.32 | -89.57
62278 | STANDARD | RED BUD | IL | PRIMARY | 38.21 | -89.99
61949 | PO BOX | REDMON | IL | PRIMARY | 39.64 | -87.86
62279 | PO BOX | RENAULT | IL | PRIMARY | 38.15 | -90.13
62877 | STANDARD | RICHVIEW | IL | PRIMARY | 38.37 | -89.18
61870 | STANDARD | RIDGE FARM | IL | PRIMARY | 39.89 | -87.65
62979 | STANDARD | RIDGWAY | IL | PRIMARY | 37.79 | -88.26
62878 | STANDARD | RINARD | IL | PRIMARY | 38.58 | -88.47
62561 | STANDARD | RIVERTON | IL | PRIMARY | 39.84 | -89.54
62454 | STANDARD | ROBINSON | IL | PRIMARY | 39 | -87.74
62563 | STANDARD | ROCHESTER | IL | PRIMARY | 39.75 | -89.54
62081 | STANDARD | ROCKBRIDGE | IL | PRIMARY | 39.27 | -90.2
62370 | STANDARD | ROCKPORT | IL | PRIMARY | 39.53 | -91
62280 | STANDARD | ROCKWOOD | IL | PRIMARY | 37.83 | -89.69
62082 | STANDARD | ROODHOUSE | IL | PRIMARY | 39.48 | -90.37
62083 | STANDARD | ROSAMOND | IL | PRIMARY | 39.39 | -89.19
62982 | STANDARD | ROSICLARE | IL | PRIMARY | 37.42 | -88.35
62084 | STANDARD | ROXANA | IL | PRIMARY | 38.83 | -90.05
61871 | PO BOX | ROYAL | IL | PRIMARY | 40.19 | -87.97
62983 | STANDARD | ROYALTON | IL | PRIMARY | 37.87 | -89.11
62681 | STANDARD | RUSHVILLE | IL | PRIMARY | 40.11 | -90.56
61872 | STANDARD | SADORUS | IL | PRIMARY | 39.96 | -88.34
62879 | PO BOX | SAILOR SPRINGS | IL | PRIMARY | 38.76 | -88.35
62458 | STANDARD | SAINT ELMO | IL | PRIMARY | 39.02 | -88.85
62459 | PO BOX | SAINTE MARIE | IL | PRIMARY | 38.93 | -88.02
62460 | STANDARD | SAINT FRANCISVILLE | IL | PRIMARY | 38.59 | -87.64
62281 | STANDARD | SAINT JACOB | IL | PRIMARY | 38.71 | -89.76
61873 | STANDARD | SAINT JOSEPH | IL | PRIMARY | 40.14 | -88.06
62282 | PO BOX | SAINT LIBORY | IL | PRIMARY | 38.36 | -89.71
62880 | STANDARD | SAINT PETER | IL | PRIMARY | 38.86 | -88.85
62881 | STANDARD | SALEM | IL | PRIMARY | 38.62 | -88.95
62882 | STANDARD | SANDOVAL | IL | PRIMARY | 38.61 | -89.11
62682 | STANDARD | SAN JOSE | IL | PRIMARY | 40.3 | -89.6
61874 | STANDARD | SAVOY | IL | PRIMARY | 40.06 | -88.25
62085 | PO BOX | SAWYERVILLE | IL | PRIMARY | 39.07 | -89.8
62883 | STANDARD | SCHELLER | IL | PRIMARY | 38.16 | -89.09
62683 | PO BOX | SCOTTVILLE | IL | PRIMARY | 39.47 | -90.1
62884 | STANDARD | SESSER | IL | PRIMARY | 38.09 | -89.05
61875 | STANDARD | SEYMOUR | IL | PRIMARY | 40.1 | -88.41
62984 | STANDARD | SHAWNEETOWN | IL | PRIMARY | 37.71 | -88.16
62565 | STANDARD | SHELBYVILLE | IL | PRIMARY | 39.4 | -88.8
62684 | STANDARD | SHERMAN | IL | PRIMARY | 39.88 | -89.6
62685 | STANDARD | SHIPMAN | IL | PRIMARY | 39.12 | -90.04
62885 | STANDARD | SHOBONIER | IL | PRIMARY | 38.86 | -89.08
62461 | STANDARD | SHUMWAY | IL | PRIMARY | 39.18 | -88.65
61876 | STANDARD | SIDELL | IL | PRIMARY | 39.91 | -87.82
61877 | STANDARD | SIDNEY | IL | PRIMARY | 40.02 | -88.07
62462 | STANDARD | SIGEL | IL | PRIMARY | 39.22 | -88.49
62985 | STANDARD | SIMPSON | IL | PRIMARY | 37.46 | -88.75
62886 | STANDARD | SIMS | IL | PRIMARY | 38.36 | -88.53
62284 | STANDARD | SMITHBORO | IL | PRIMARY | 38.89 | -89.34
62285 | STANDARD | SMITHTON | IL | PRIMARY | 38.4 | -89.99
62086 | STANDARD | SORENTO | IL | PRIMARY | 39 | -89.57
62087 | STANDARD | SOUTH ROXANA | IL | PRIMARY | 38.82 | -90.05
62286 | STANDARD | SPARTA | IL | PRIMARY | 38.15 | -89.71
62887 | STANDARD | SPRINGERTON | IL | PRIMARY | 38.17 | -88.35
62701 | STANDARD | SPRINGFIELD | IL | PRIMARY | 39.78 | -89.64
62702 | STANDARD | SPRINGFIELD | IL | PRIMARY | 39.78 | -89.64
62703 | STANDARD | SPRINGFIELD | IL | PRIMARY | 39.78 | -89.64
62704 | STANDARD | SPRINGFIELD | IL | PRIMARY | 39.78 | -89.64
62705 | PO BOX | SPRINGFIELD | IL | PRIMARY | 39.78 | -89.64
62706 | UNIQUE | SPRINGFIELD | IL | PRIMARY | 39.78 | -89.64
62707 | STANDARD | SPRINGFIELD | IL | PRIMARY | 39.78 | -89.64
62708 | PO BOX | SPRINGFIELD | IL | PRIMARY | 39.78 | -89.64
62711 | STANDARD | SPRINGFIELD | IL | PRIMARY | 39.76 | -89.72
62712 | STANDARD | SPRINGFIELD | IL | PRIMARY | 39.76 | -89.57
62715 | UNIQUE | SPRINGFIELD | IL | PRIMARY | 39.78 | -89.64
62716 | UNIQUE | SPRINGFIELD | IL | PRIMARY | 39.78 | -89.64
62719 | UNIQUE | SPRINGFIELD | IL | PRIMARY | 39.78 | -89.64
62721 | UNIQUE | SPRINGFIELD | IL | PRIMARY | 39.78 | -89.64
62722 | UNIQUE | SPRINGFIELD | IL | PRIMARY | 39.78 | -89.64
62723 | UNIQUE | SPRINGFIELD | IL | PRIMARY | 39.78 | -89.64
62726 | UNIQUE | SPRINGFIELD | IL | PRIMARY | 39.78 | -89.64
62736 | UNIQUE | SPRINGFIELD | IL | PRIMARY | 39.78 | -89.64
62739 | UNIQUE | SPRINGFIELD | IL | PRIMARY | 39.78 | -89.64
62756 | UNIQUE | SPRINGFIELD | IL | PRIMARY | 39.78 | -89.64
62757 | UNIQUE | SPRINGFIELD | IL | PRIMARY | 39.78 | -89.64
62761 | UNIQUE | SPRINGFIELD | IL | PRIMARY | 39.78 | -89.64
62762 | UNIQUE | SPRINGFIELD | IL | PRIMARY | 39.78 | -89.64
62763 | UNIQUE | SPRINGFIELD | IL | PRIMARY | 39.78 | -89.64
62764 | UNIQUE | SPRINGFIELD | IL | PRIMARY | 39.78 | -89.64
62765 | UNIQUE | SPRINGFIELD | IL | PRIMARY | 39.78 | -89.64
62766 | UNIQUE | SPRINGFIELD | IL | PRIMARY | 39.78 | -89.64
62767 | UNIQUE | SPRINGFIELD | IL | PRIMARY | 39.78 | -89.64
62769 | UNIQUE | SPRINGFIELD | IL | PRIMARY | 39.78 | -89.64
62776 | UNIQUE | SPRINGFIELD | IL | PRIMARY | 39.78 | -89.64
62777 | UNIQUE | SPRINGFIELD | IL | PRIMARY | 39.78 | -89.64
62781 | UNIQUE | SPRINGFIELD | IL | PRIMARY | 39.78 | -89.64
62786 | UNIQUE | SPRINGFIELD | IL | PRIMARY | 39.78 | -89.64
62791 | PO BOX | SPRINGFIELD | IL | PRIMARY | 39.78 | -89.64
62794 | PO BOX | SPRINGFIELD | IL | PRIMARY | 39.78 | -89.64
62796 | UNIQUE | SPRINGFIELD | IL | PRIMARY | 39.78 | -89.64
62088 | STANDARD | STAUNTON | IL | PRIMARY | 39.01 | -89.78
62288 | STANDARD | STEELEVILLE | IL | PRIMARY | 38 | -89.66
62463 | STANDARD | STEWARDSON | IL | PRIMARY | 39.26 | -88.62
62987 | STANDARD | STONEFORT | IL | PRIMARY | 37.61 | -88.7
62567 | STANDARD | STONINGTON | IL | PRIMARY | 39.63 | -89.19
62464 | PO BOX | STOY | IL | PRIMARY | 38.99 | -87.83
62465 | STANDARD | STRASBURG | IL | PRIMARY | 39.35 | -88.62
61951 | STANDARD | SULLIVAN | IL | PRIMARY | 39.59 | -88.6
62289 | PO BOX | SUMMERFIELD | IL | PRIMARY | 38.59 | -89.74
62466 | STANDARD | SUMNER | IL | PRIMARY | 38.71 | -87.86
62688 | STANDARD | TALLULA | IL | PRIMARY | 39.94 | -89.93
62888 | STANDARD | TAMAROA | IL | PRIMARY | 38.13 | -89.22
62988 | STANDARD | TAMMS | IL | PRIMARY | 37.23 | -89.26
62993 | PO BOX | UNITY | IL | PRIMARY | 37.12 | -89.3
62089 | PO BOX | TAYLOR SPRINGS | IL | PRIMARY | 39.13 | -89.49
62568 | STANDARD | TAYLORVILLE | IL | PRIMARY | 39.52 | -89.26
62374 | STANDARD | TENNESSEE | IL | PRIMARY | 40.41 | -90.83
62467 | STANDARD | TEUTOPOLIS | IL | PRIMARY | 39.13 | -88.47
62889 | STANDARD | TEXICO | IL | PRIMARY | 38.43 | -88.86
62689 | PO BOX | THAYER | IL | PRIMARY | 39.53 | -89.75
62990 | STANDARD | THEBES | IL | PRIMARY | 37.21 | -89.45
61878 | STANDARD | THOMASBORO | IL | PRIMARY | 40.24 | -88.18
62890 | STANDARD | THOMPSONVILLE | IL | PRIMARY | 37.91 | -88.76
62292 | PO BOX | TILDEN | IL | PRIMARY | 38.21 | -89.68
62375 | STANDARD | TIMEWELL | IL | PRIMARY | 40.01 | -90.85
62468 | STANDARD | TOLEDO | IL | PRIMARY | 39.27 | -88.24
61880 | STANDARD | TOLONO | IL | PRIMARY | 39.98 | -88.26
62570 | PO BOX | TOVEY | IL | PRIMARY | 39.58 | -89.44
62438 | STANDARD | LAKEWOOD | IL | PRIMARY | 39.32 | -88.9
62571 | STANDARD | TOWER HILL | IL | PRIMARY | 39.38 | -88.95
62293 | STANDARD | TRENTON | IL | PRIMARY | 38.6 | -89.68
62469 | STANDARD | TRILLA | IL | PRIMARY | 39.38 | -88.35
62294 | STANDARD | TROY | IL | PRIMARY | 38.73 | -89.89
61953 | STANDARD | TUSCOLA | IL | PRIMARY | 39.79 | -88.28
62992 | STANDARD | ULLIN | IL | PRIMARY | 37.28 | -89.18
61801 | STANDARD | URBANA | IL | PRIMARY | 40.1 | -88.2
61802 | STANDARD | URBANA | IL | PRIMARY | 40.1 | -88.2
61803 | PO BOX | URBANA | IL | PRIMARY | 40.1 | -88.2
62376 | STANDARD | URSA | IL | PRIMARY | 40.07 | -91.37
62891 | PO BOX | VALIER | IL | PRIMARY | 38.01 | -89.04
62295 | STANDARD | VALMEYER | IL | PRIMARY | 38.3 | -90.31
62471 | STANDARD | VANDALIA | IL | PRIMARY | 38.98 | -89.1
62090 | STANDARD | VENICE | IL | PRIMARY | 38.67 | -90.16
62994 | STANDARD | VERGENNES | IL | PRIMARY | 37.9 | -89.33
61955 | PO BOX | VERMILION | IL | PRIMARY | 39.57 | -87.58
62892 | STANDARD | VERNON | IL | PRIMARY | 38.8 | -89.08
62378 | STANDARD | VERSAILLES | IL | PRIMARY | 39.88 | -90.65
62995 | STANDARD | VIENNA | IL | PRIMARY | 37.41 | -88.89
61956 | STANDARD | VILLA GROVE | IL | PRIMARY | 39.86 | -88.15
62996 | STANDARD | VILLA RIDGE | IL | PRIMARY | 37.15 | -89.17
62690 | STANDARD | VIRDEN | IL | PRIMARY | 39.5 | -89.76
62691 | STANDARD | VIRGINIA | IL | PRIMARY | 39.95 | -90.21
62572 | STANDARD | WAGGONER | IL | PRIMARY | 39.37 | -89.65
62893 | STANDARD | WALNUT HILL | IL | PRIMARY | 38.47 | -89.04
62297 | STANDARD | WALSH | IL | PRIMARY | 38.08 | -89.85
62091 | STANDARD | WALSHVILLE | IL | PRIMARY | 39.06 | -89.61
62894 | STANDARD | WALTONVILLE | IL | PRIMARY | 38.21 | -89.03
62573 | STANDARD | WARRENSBURG | IL | PRIMARY | 39.93 | -89.06
62373 | STANDARD | SUTTER | IL | PRIMARY | 40.28 | -91.35
62379 | STANDARD | WARSAW | IL | PRIMARY | 40.35 | -91.42
62298 | STANDARD | WATERLOO | IL | PRIMARY | 38.33 | -90.15
62473 | STANDARD | WATSON | IL | PRIMARY | 39.02 | -88.56
62662 | PO BOX | LOWDER | IL | PRIMARY | 39.55 | -89.85
62692 | STANDARD | WAVERLY | IL | PRIMARY | 39.59 | -89.95
62895 | STANDARD | WAYNE CITY | IL | PRIMARY | 38.34 | -88.58
61882 | STANDARD | WELDON | IL | PRIMARY | 40.12 | -88.75
62474 | STANDARD | WESTFIELD | IL | PRIMARY | 39.45 | -87.99
62896 | STANDARD | WEST FRANKFORT | IL | PRIMARY | 37.9 | -88.92
62475 | STANDARD | WEST LIBERTY | IL | PRIMARY | 38.86 | -88.08
62380 | STANDARD | WEST POINT | IL | PRIMARY | 40.25 | -91.18
62476 | STANDARD | WEST SALEM | IL | PRIMARY | 38.52 | -88
62477 | STANDARD | WEST UNION | IL | PRIMARY | 39.21 | -87.66
61883 | STANDARD | WESTVILLE | IL | PRIMARY | 40.04 | -87.63
62478 | STANDARD | WEST YORK | IL | PRIMARY | 39.17 | -87.67
62479 | STANDARD | WHEELER | IL | PRIMARY | 39.04 | -88.31
62092 | STANDARD | WHITE HALL | IL | PRIMARY | 39.43 | -90.4
61884 | STANDARD | WHITE HEATH | IL | PRIMARY | 40.08 | -88.5
62897 | STANDARD | WHITTINGTON | IL | PRIMARY | 38.1 | -88.87
62693 | STANDARD | WILLIAMSVILLE | IL | PRIMARY | 39.95 | -89.55
62997 | PO BOX | WILLISVILLE | IL | PRIMARY | 37.98 | -89.59
62480 | STANDARD | WILLOW HILL | IL | PRIMARY | 38.99 | -88.02
62093 | PO BOX | WILSONVILLE | IL | PRIMARY | 39.06 | -89.85
62694 | STANDARD | WINCHESTER | IL | PRIMARY | 39.62 | -90.45
61928 | STANDARD | GAYS | IL | PRIMARY | 39.45 | -88.49
61957 | STANDARD | WINDSOR | IL | PRIMARY | 39.43 | -88.59
62094 | STANDARD | WITT | IL | PRIMARY | 39.25 | -89.34
62998 | STANDARD | WOLF LAKE | IL | PRIMARY | 37.53 | -89.44
62898 | STANDARD | WOODLAWN | IL | PRIMARY | 38.33 | -89.03
62095 | STANDARD | WOOD RIVER | IL | PRIMARY | 38.86 | -90.08
62695 | PO BOX | WOODSON | IL | PRIMARY | 39.62 | -90.22
62097 | STANDARD | WORDEN | IL | PRIMARY | 38.93 | -89.83
62098 | PO BOX | WRIGHTS | IL | PRIMARY | 39.37 | -90.29
62899 | STANDARD | XENIA | IL | PRIMARY | 38.63 | -88.63
62481 | STANDARD | YALE | IL | PRIMARY | 39.12 | -88.02
62999 | STANDARD | ZEIGLER | IL | PRIMARY | 37.89 | -89.05
63430 | STANDARD | ALEXANDRIA | MO | PRIMARY | 40.35 | -91.45
63330 | STANDARD | ANNADA | MO | PRIMARY | 39.26 | -90.82
65001 | STANDARD | ARGYLE | MO | PRIMARY | 38.29 | -92.02
65230 | STANDARD | ARMSTRONG | MO | PRIMARY | 39.26 | -92.7
63010 | STANDARD | ARNOLD | MO | PRIMARY | 38.42 | -90.36
65320 | PO BOX | ARROW ROCK | MO | PRIMARY | 39.07 | -92.94
65010 | STANDARD | ASHLAND | MO | PRIMARY | 38.77 | -92.25
63530 | STANDARD | ATLANTA | MO | PRIMARY | 39.89 | -92.47
63332 | STANDARD | AUGUSTA | MO | PRIMARY | 38.57 | -90.88
65231 | STANDARD | AUXVASSE | MO | PRIMARY | 39.01 | -91.89
63011 | STANDARD | BALLWIN | MO | PRIMARY | 38.59 | -90.55
63021 | STANDARD | BALLWIN | MO | PRIMARY | 38.59 | -90.55
63022 | PO BOX | BALLWIN | MO | PRIMARY | 38.59 | -90.55
63024 | PO BOX | BALLWIN | MO | PRIMARY | 38.59 | -90.55
63531 | STANDARD | BARING | MO | PRIMARY | 40.24 | -92.2
65011 | STANDARD | BARNETT | MO | PRIMARY | 38.37 | -92.67
63012 | STANDARD | BARNHART | MO | PRIMARY | 38.33 | -90.4
63013 | STANDARD | BEAUFORT | MO | PRIMARY | 38.41 | -91.19
65013 | STANDARD | BELLE | MO | PRIMARY | 38.28 | -91.72
63333 | STANDARD | BELLFLOWER | MO | PRIMARY | 39 | -91.35
65232 | STANDARD | BENTON CITY | MO | PRIMARY | 39.13 | -91.76
63014 | STANDARD | BERGER | MO | PRIMARY | 38.67 | -91.33
63532 | STANDARD | BEVIER | MO | PRIMARY | 39.74 | -92.56
65321 | STANDARD | BLACKBURN | MO | PRIMARY | 39.1 | -93.48
65322 | STANDARD | BLACKWATER | MO | PRIMARY | 38.97 | -92.99
65014 | STANDARD | BLAND | MO | PRIMARY | 38.3 | -91.63
65062 | STANDARD | MOUNT STERLING | MO | PRIMARY | 38.46 | -91.61
65016 | STANDARD | BONNOTS MILL | MO | PRIMARY | 38.57 | -91.96
65233 | STANDARD | BOONVILLE | MO | PRIMARY | 38.96 | -92.74
63334 | STANDARD | BOWLING GREEN | MO | PRIMARY | 39.33 | -91.19
63533 | STANDARD | BRASHEAR | MO | PRIMARY | 40.14 | -92.37
65017 | STANDARD | BRUMLEY | MO | PRIMARY | 38.08 | -92.48
65236 | STANDARD | BRUNSWICK | MO | PRIMARY | 39.42 | -93.12
65246 | STANDARD | DALTON | MO | PRIMARY | 39.39 | -92.99
65286 | STANDARD | TRIPLETT | MO | PRIMARY | 39.49 | -93.19
65237 | STANDARD | BUNCETON | MO | PRIMARY | 38.78 | -92.79
65239 | STANDARD | CAIRO | MO | PRIMARY | 39.51 | -92.44
65323 | STANDARD | CALHOUN | MO | PRIMARY | 38.46 | -93.62
65018 | STANDARD | CALIFORNIA | MO | PRIMARY | 38.63 | -92.56
65042 | PO BOX | HIGH POINT | MO | PRIMARY | 38.48 | -92.58
63534 | STANDARD | CALLAO | MO | PRIMARY | 39.76 | -92.62
65020 | STANDARD | CAMDENTON | MO | PRIMARY | 38 | -92.74
63435 | STANDARD | CANTON | MO | PRIMARY | 40.12 | -91.52
63015 | STANDARD | CATAWISSA | MO | PRIMARY | 38.42 | -90.78
63016 | STANDARD | CEDAR HILL | MO | PRIMARY | 38.35 | -90.64
63436 | STANDARD | CENTER | MO | PRIMARY | 39.5 | -91.52
65023 | STANDARD | CENTERTOWN | MO | PRIMARY | 38.61 | -92.4
65240 | STANDARD | CENTRALIA | MO | PRIMARY | 39.21 | -92.13
65024 | STANDARD | CHAMOIS | MO | PRIMARY | 38.67 | -91.77
63005 | STANDARD | CHESTERFIELD | MO | PRIMARY | 38.65 | -90.58
63006 | PO BOX | CHESTERFIELD | MO | PRIMARY | 38.65 | -90.58
63017 | STANDARD | CHESTERFIELD | MO | PRIMARY | 38.65 | -90.58
63431 | STANDARD | ANABEL | MO | PRIMARY | 39.75 | -92.35
63437 | STANDARD | CLARENCE | MO | PRIMARY | 39.74 | -92.26
65243 | STANDARD | CLARK | MO | PRIMARY | 39.28 | -92.34
65025 | STANDARD | CLARKSBURG | MO | PRIMARY | 38.66 | -92.66
63336 | STANDARD | CLARKSVILLE | MO | PRIMARY | 39.37 | -90.9
65244 | STANDARD | CLIFTON HILL | MO | PRIMARY | 39.43 | -92.66
65324 | STANDARD | CLIMAX SPRINGS | MO | PRIMARY | 38.1 | -93.05
65325 | STANDARD | COLE CAMP | MO | PRIMARY | 38.45 | -93.2
65201 | STANDARD | COLUMBIA | MO | PRIMARY | 38.95 | -92.32
65202 | STANDARD | COLUMBIA | MO | PRIMARY | 38.95 | -92.32
65203 | STANDARD | COLUMBIA | MO | PRIMARY | 38.95 | -92.32
65205 | PO BOX | COLUMBIA | MO | PRIMARY | 38.95 | -92.32
65211 | UNIQUE | COLUMBIA | MO | PRIMARY | 38.95 | -92.32
65212 | UNIQUE | COLUMBIA | MO | PRIMARY | 38.95 | -92.32
65215 | UNIQUE | COLUMBIA | MO | PRIMARY | 38.95 | -92.32
65216 | UNIQUE | COLUMBIA | MO | PRIMARY | 38.95 | -92.32
65217 | UNIQUE | COLUMBIA | MO | PRIMARY | 38.95 | -92.32
65218 | UNIQUE | COLUMBIA | MO | PRIMARY | 38.95 | -92.32
65299 | STANDARD | COLUMBIA | MO | PRIMARY | 38.9 | -92.24
63338 | PO BOX | COTTLEVILLE | MO | PRIMARY | 38.75 | -90.65
63019 | STANDARD | CRYSTAL CITY | MO | PRIMARY | 38.22 | -90.38
63339 | STANDARD | CURRYVILLE | MO | PRIMARY | 39.34 | -91.34
63341 | STANDARD | DEFIANCE | MO | PRIMARY | 38.63 | -90.78
63020 | STANDARD | DE SOTO | MO | PRIMARY | 38.13 | -90.56
63023 | STANDARD | DITTMER | MO | PRIMARY | 38.33 | -90.68
63536 | STANDARD | DOWNING | MO | PRIMARY | 40.48 | -92.36
63438 | STANDARD | DURHAM | MO | PRIMARY | 39.95 | -91.67
63342 | PO BOX | DUTZOW | MO | PRIMARY | 38.6 | -90.99
63537 | STANDARD | EDINA | MO | PRIMARY | 40.16 | -92.17
65326 | STANDARD | EDWARDS | MO | PRIMARY | 38.13 | -93.16
65026 | STANDARD | ELDON | MO | PRIMARY | 38.35 | -92.57
65072 | STANDARD | ROCKY MOUNT | MO | PRIMARY | 38.27 | -92.71
63538 | STANDARD | ELMER | MO | PRIMARY | 39.95 | -92.64
63343 | STANDARD | ELSBERRY | MO | PRIMARY | 39.17 | -90.78
63439 | STANDARD | EMDEN | MO | PRIMARY | 39.79 | -91.86
65327 | PO BOX | EMMA | MO | PRIMARY | 38.97 | -93.49
63344 | STANDARD | EOLIA | MO | PRIMARY | 39.23 | -91.01
63539 | STANDARD | ETHEL | MO | PRIMARY | 39.89 | -92.74
65032 | STANDARD | EUGENE | MO | PRIMARY | 38.35 | -92.4
63025 | STANDARD | EUREKA | MO | PRIMARY | 38.5 | -90.64
63440 | STANDARD | EWING | MO | PRIMARY | 40 | -91.71
65247 | STANDARD | EXCELLO | MO | PRIMARY | 39.63 | -92.48
63345 | STANDARD | FARBER | MO | PRIMARY | 39.27 | -91.57
65248 | STANDARD | FAYETTE | MO | PRIMARY | 39.14 | -92.68
63026 | STANDARD | FENTON | MO | PRIMARY | 38.53 | -90.45
63099 | UNIQUE | FENTON | MO | PRIMARY | 38.53 | -90.45
63028 | STANDARD | FESTUS | MO | PRIMARY | 38.22 | -90.4
63030 | STANDARD | FLETCHER | MO | PRIMARY | 38.16 | -90.73
63346 | PO BOX | FLINTHILL | MO | PRIMARY | 38.8 | -90.82
65329 | STANDARD | FLORENCE | MO | PRIMARY | 38.58 | -92.97
63031 | STANDARD | FLORISSANT | MO | PRIMARY | 38.79 | -90.32
63032 | PO BOX | FLORISSANT | MO | PRIMARY | 38.79 | -90.32
63033 | STANDARD | FLORISSANT | MO | PRIMARY | 38.79 | -90.32
63034 | STANDARD | FLORISSANT | MO | PRIMARY | 38.79 | -90.32
63347 | STANDARD | FOLEY | MO | PRIMARY | 39.04 | -90.74
63348 | STANDARD | FORISTELL | MO | PRIMARY | 38.81 | -90.96
65034 | STANDARD | FORTUNA | MO | PRIMARY | 38.57 | -92.77
63441 | STANDARD | FRANKFORD | MO | PRIMARY | 39.49 | -91.32
65250 | STANDARD | FRANKLIN | MO | PRIMARY | 39.01 | -92.75
65035 | STANDARD | FREEBURG | MO | PRIMARY | 38.31 | -91.92
63036 | STANDARD | FRENCH VILLAGE | MO | PRIMARY | 37.97 | -90.38
65251 | STANDARD | FULTON | MO | PRIMARY | 38.85 | -91.95
63037 | STANDARD | GERALD | MO | PRIMARY | 38.39 | -91.33
65330 | STANDARD | GILLIAM | MO | PRIMARY | 39.23 | -93
65254 | STANDARD | GLASGOW | MO | PRIMARY | 39.22 | -92.83
63038 | STANDARD | GLENCOE | MO | PRIMARY | 38.57 | -90.63
63541 | STANDARD | GLENWOOD | MO | PRIMARY | 40.52 | -92.57
63543 | STANDARD | GORIN | MO | PRIMARY | 40.35 | -92
65037 | STANDARD | GRAVOIS MILLS | MO | PRIMARY | 38.3 | -92.82
65038 | PO BOX | LAURIE | MO | PRIMARY | 38.2 | -92.82
63039 | STANDARD | GRAY SUMMIT | MO | PRIMARY | 38.49 | -90.81
63544 | STANDARD | GREEN CASTLE | MO | PRIMARY | 40.26 | -92.87
63545 | STANDARD | GREEN CITY | MO | PRIMARY | 40.26 | -92.95
65332 | STANDARD | GREEN RIDGE | MO | PRIMARY | 38.62 | -93.4
63546 | STANDARD | GREENTOP | MO | PRIMARY | 40.35 | -92.56
63040 | STANDARD | GROVER | MO | PRIMARY | 38.57 | -90.65
63041 | STANDARD | GRUBVILLE | MO | PRIMARY | 38.28 | -90.75
65255 | STANDARD | HALLSVILLE | MO | PRIMARY | 39.11 | -92.21
63401 | STANDARD | HANNIBAL | MO | PRIMARY | 39.7 | -91.38
65256 | STANDARD | HARRISBURG | MO | PRIMARY | 39.14 | -92.45
65039 | STANDARD | HARTSBURG | MO | PRIMARY | 38.69 | -92.3
63349 | STANDARD | HAWK POINT | MO | PRIMARY | 38.97 | -91.13
63042 | STANDARD | HAZELWOOD | MO | PRIMARY | 38.77 | -90.35
63043 | STANDARD | MARYLAND HEIGHTS | MO | PRIMARY | 38.72 | -90.47
63044 | STANDARD | BRIDGETON | MO | PRIMARY | 38.76 | -90.42
63045 | STANDARD | EARTH CITY | MO | PRIMARY | 38.77 | -90.46
63047 | PO BOX | HEMATITE | MO | PRIMARY | 38.2 | -90.48
65040 | STANDARD | HENLEY | MO | PRIMARY | 38.37 | -92.3
63048 | STANDARD | HERCULANEUM | MO | PRIMARY | 38.25 | -90.38
65041 | STANDARD | HERMANN | MO | PRIMARY | 38.69 | -91.43
65257 | STANDARD | HIGBEE | MO | PRIMARY | 39.3 | -92.51
63350 | STANDARD | HIGH HILL | MO | PRIMARY | 38.87 | -91.37
63049 | STANDARD | HIGH RIDGE | MO | PRIMARY | 38.46 | -90.53
63050 | STANDARD | HILLSBORO | MO | PRIMARY | 38.23 | -90.56
65258 | STANDARD | HOLLIDAY | MO | PRIMARY | 39.49 | -92.13
65043 | STANDARD | HOLTS SUMMIT | MO | PRIMARY | 38.64 | -92.11
63051 | STANDARD | HOUSE SPRINGS | MO | PRIMARY | 38.41 | -90.56
65333 | STANDARD | HOUSTONIA | MO | PRIMARY | 38.89 | -93.35
65334 | STANDARD | HUGHESVILLE | MO | PRIMARY | 38.83 | -93.29
63443 | STANDARD | HUNNEWELL | MO | PRIMARY | 39.66 | -91.85
65259 | STANDARD | HUNTSVILLE | MO | PRIMARY | 39.43 | -92.54
63547 | STANDARD | HURDLAND | MO | PRIMARY | 40.15 | -92.3
63052 | STANDARD | IMPERIAL | MO | PRIMARY | 38.36 | -90.37
63053 | PO BOX | KIMMSWICK | MO | PRIMARY | 38.36 | -90.36
65335 | STANDARD | IONIA | MO | PRIMARY | 38.5 | -93.32
65260 | STANDARD | JACKSONVILLE | MO | PRIMARY | 39.58 | -92.47
65046 | STANDARD | JAMESTOWN | MO | PRIMARY | 38.76 | -92.47
65101 | STANDARD | JEFFERSON CITY | MO | PRIMARY | 38.57 | -92.19
65102 | PO BOX | JEFFERSON CITY | MO | PRIMARY | 38.57 | -92.19
65103 | UNIQUE | JEFFERSON CITY | MO | PRIMARY | 38.57 | -92.19
65104 | UNIQUE | JEFFERSON CITY | MO | PRIMARY | 38.57 | -92.19
65105 | UNIQUE | JEFFERSON CITY | MO | PRIMARY | 38.57 | -92.19
65106 | UNIQUE | JEFFERSON CITY | MO | PRIMARY | 38.57 | -92.19
65107 | UNIQUE | JEFFERSON CITY | MO | PRIMARY | 38.57 | -92.19
65108 | UNIQUE | JEFFERSON CITY | MO | PRIMARY | 38.57 | -92.19
65109 | STANDARD | JEFFERSON CITY | MO | PRIMARY | 38.57 | -92.19
65110 | PO BOX | JEFFERSON CITY | MO | PRIMARY | 38.57 | -92.19
65111 | UNIQUE | JEFFERSON CITY | MO | PRIMARY | 38.57 | -92.19
63351 | STANDARD | JONESBURG | MO | PRIMARY | 38.85 | -91.3
63445 | STANDARD | KAHOKA | MO | PRIMARY | 40.42 | -91.71
65047 | STANDARD | KAISER | MO | PRIMARY | 38.13 | -92.58
65261 | STANDARD | KEYTESVILLE | MO | PRIMARY | 39.43 | -92.93
65262 | STANDARD | KINGDOM CITY | MO | PRIMARY | 38.94 | -91.93
63501 | STANDARD | KIRKSVILLE | MO | PRIMARY | 40.19 | -92.57
65305 | STANDARD | WHITEMAN AIR FORCE BASE | MO | PRIMARY | 38.73 | -93.55
65336 | STANDARD | KNOB NOSTER | MO | PRIMARY | 38.76 | -93.56
63446 | STANDARD | KNOX CITY | MO | PRIMARY | 40.14 | -92.01
65048 | STANDARD | KOELTZTOWN | MO | PRIMARY | 38.32 | -92.04
63055 | STANDARD | LABADIE | MO | PRIMARY | 38.53 | -90.87
63447 | STANDARD | LA BELLE | MO | PRIMARY | 40.11 | -91.91
63352 | STANDARD | LADDONIA | MO | PRIMARY | 39.24 | -91.64
63448 | STANDARD | LA GRANGE | MO | PRIMARY | 40.03 | -91.52
65049 | STANDARD | LAKE OZARK | MO | PRIMARY | 38.18 | -92.62
65337 | STANDARD | LA MONTE | MO | PRIMARY | 38.77 | -93.42
63535 | STANDARD | COATSVILLE | MO | PRIMARY | 40.58 | -92.63
63548 | STANDARD | LANCASTER | MO | PRIMARY | 40.52 | -92.53
63540 | STANDARD | GIBBS | MO | PRIMARY | 40.09 | -92.41
63549 | STANDARD | LA PLATA | MO | PRIMARY | 40.02 | -92.49
65050 | STANDARD | LATHAM | MO | PRIMARY | 38.56 | -92.68
63451 | STANDARD | LEONARD | MO | PRIMARY | 39.89 | -92.18
63056 | STANDARD | LESLIE | MO | PRIMARY | 38.41 | -91.23
63452 | STANDARD | LEWISTOWN | MO | PRIMARY | 40.08 | -91.81
63057 | PO BOX | LIGUORI | MO | PRIMARY | 38.33 | -90.43
65338 | STANDARD | LINCOLN | MO | PRIMARY | 38.39 | -93.33
65051 | STANDARD | LINN | MO | PRIMARY | 38.48 | -91.84
65052 | STANDARD | LINN CREEK | MO | PRIMARY | 38.04 | -92.7
63551 | STANDARD | LIVONIA | MO | PRIMARY | 40.49 | -92.69
65053 | STANDARD | LOHMAN | MO | PRIMARY | 38.54 | -92.36
63060 | STANDARD | LONEDELL | MO | PRIMARY | 38.3 | -90.82
63061 | STANDARD | LUEBBERING | MO | PRIMARY | 38.26 | -90.79
65054 | STANDARD | LOOSE CREEK | MO | PRIMARY | 38.5 | -91.95
63353 | STANDARD | LOUISIANA | MO | PRIMARY | 39.44 | -91.05
63453 | STANDARD | LURAY | MO | PRIMARY | 40.45 | -91.88
65055 | PO BOX | MC GIRK | MO | PRIMARY | 38.62 | -92.56
63552 | STANDARD | MACON | MO | PRIMARY | 39.73 | -92.47
65263 | STANDARD | MADISON | MO | PRIMARY | 39.47 | -92.21
65339 | STANDARD | MALTA BEND | MO | PRIMARY | 39.19 | -93.36
63065 | PO BOX | MAPAVILLE | MO | PRIMARY | 38.24 | -90.48
65340 | STANDARD | MARSHALL | MO | PRIMARY | 39.11 | -93.2
63357 | STANDARD | MARTHASVILLE | MO | PRIMARY | 38.62 | -91.05
65264 | STANDARD | MARTINSBURG | MO | PRIMARY | 39.1 | -91.64
63454 | STANDARD | MAYWOOD | MO | PRIMARY | 39.95 | -91.6
63555 | STANDARD | MEMPHIS | MO | PRIMARY | 40.46 | -92.16
65058 | STANDARD | META | MO | PRIMARY | 38.31 | -92.16
65265 | STANDARD | MEXICO | MO | PRIMARY | 39.16 | -91.87
65344 | STANDARD | MIAMI | MO | PRIMARY | 39.32 | -93.22
63359 | STANDARD | MIDDLETOWN | MO | PRIMARY | 39.12 | -91.41
63556 | STANDARD | MILAN | MO | PRIMARY | 40.2 | -93.12
65270 | STANDARD | MOBERLY | MO | PRIMARY | 39.41 | -92.43
65059 | STANDARD | MOKANE | MO | PRIMARY | 38.67 | -91.87
63456 | STANDARD | MONROE CITY | MO | PRIMARY | 39.65 | -91.73
63361 | STANDARD | MONTGOMERY CITY | MO | PRIMARY | 38.97 | -91.5
63457 | STANDARD | MONTICELLO | MO | PRIMARY | 40.11 | -91.71
65345 | STANDARD | MORA | MO | PRIMARY | 38.53 | -93.14
65036 | PO BOX | GASCONADE | MO | PRIMARY | 38.66 | -91.56
65061 | STANDARD | MORRISON | MO | PRIMARY | 38.67 | -91.63
63066 | PO BOX | MORSE MILL | MO | PRIMARY | 38.27 | -90.65
63362 | STANDARD | MOSCOW MILLS | MO | PRIMARY | 38.94 | -90.91
65347 | STANDARD | NELSON | MO | PRIMARY | 38.99 | -93.03
63458 | STANDARD | NEWARK | MO | PRIMARY | 39.99 | -91.97
65063 | STANDARD | NEW BLOOMFIELD | MO | PRIMARY | 38.71 | -92.08
63557 | STANDARD | NEW BOSTON | MO | PRIMARY | 39.95 | -92.88
63558 | STANDARD | NEW CAMBRIA | MO | PRIMARY | 39.77 | -92.75
63363 | STANDARD | NEW FLORENCE | MO | PRIMARY | 38.9 | -91.44
65274 | STANDARD | NEW FRANKLIN | MO | PRIMARY | 39.01 | -92.74
63068 | STANDARD | NEW HAVEN | MO | PRIMARY | 38.6 | -91.21
63433 | STANDARD | ASHBURN | MO | PRIMARY | 39.54 | -91.17
63459 | STANDARD | NEW LONDON | MO | PRIMARY | 39.58 | -91.39
63365 | PO BOX | NEW MELLE | MO | PRIMARY | 38.71 | -90.88
63460 | STANDARD | NOVELTY | MO | PRIMARY | 40.01 | -92.2
63559 | STANDARD | NOVINGER | MO | PRIMARY | 40.23 | -92.7
63366 | STANDARD | O FALLON | MO | PRIMARY | 38.78 | -90.7
63367 | STANDARD | LAKE SAINT LOUIS | MO | PRIMARY | 38.78 | -90.78
63368 | STANDARD | O FALLON | MO | PRIMARY | 38.78 | -90.7
63369 | STANDARD | OLD MONROE | MO | PRIMARY | 38.93 | -90.74
65064 | STANDARD | OLEAN | MO | PRIMARY | 38.41 | -92.53
63370 | PO BOX | OLNEY | MO | PRIMARY | 39.08 | -91.24
65065 | STANDARD | OSAGE BEACH | MO | PRIMARY | 38.13 | -92.65
65348 | STANDARD | OTTERVILLE | MO | PRIMARY | 38.7 | -93
65066 | STANDARD | OWENSVILLE | MO | PRIMARY | 38.34 | -91.49
63069 | STANDARD | PACIFIC | MO | PRIMARY | 38.47 | -90.75
63461 | STANDARD | PALMYRA | MO | PRIMARY | 39.79 | -91.52
65275 | STANDARD | PARIS | MO | PRIMARY | 39.47 | -92
63462 | STANDARD | PERRY | MO | PRIMARY | 39.43 | -91.66
63070 | STANDARD | PEVELY | MO | PRIMARY | 38.28 | -90.39
63463 | STANDARD | PHILADELPHIA | MO | PRIMARY | 39.83 | -91.73
65276 | STANDARD | PILOT GROVE | MO | PRIMARY | 38.87 | -92.91
63464 | STANDARD | PLEVNA | MO | PRIMARY | 39.97 | -92.08
63560 | STANDARD | POLLOCK | MO | PRIMARY | 40.35 | -93.08
63373 | STANDARD | PORTAGE DES SIOUX | MO | PRIMARY | 38.92 | -90.34
65067 | STANDARD | PORTLAND | MO | PRIMARY | 38.71 | -91.71
65068 | STANDARD | PRAIRIE HOME | MO | PRIMARY | 38.81 | -92.58
63561 | STANDARD | QUEEN CITY | MO | PRIMARY | 40.41 | -92.57
65278 | PO BOX | RENICK | MO | PRIMARY | 39.34 | -92.41
63465 | STANDARD | REVERE | MO | PRIMARY | 40.49 | -91.67
65069 | STANDARD | RHINELAND | MO | PRIMARY | 38.71 | -91.51
63071 | STANDARD | RICHWOODS | MO | PRIMARY | 38.16 | -90.83
63072 | STANDARD | ROBERTSVILLE | MO | PRIMARY | 38.41 | -90.81
65279 | STANDARD | ROCHEPORT | MO | PRIMARY | 38.97 | -92.56
63091 | STANDARD | ROSEBUD | MO | PRIMARY | 38.38 | -91.4
65280 | STANDARD | RUSH HILL | MO | PRIMARY | 39.2 | -91.72
65074 | STANDARD | RUSSELLVILLE | MO | PRIMARY | 38.51 | -92.43
63563 | STANDARD | RUTLEDGE | MO | PRIMARY | 40.31 | -92.08
63073 | PO BOX | SAINT ALBANS | MO | PRIMARY | 38.57 | -90.77
63074 | STANDARD | SAINT ANN | MO | PRIMARY | 38.72 | -90.38
63301 | STANDARD | SAINT CHARLES | MO | PRIMARY | 38.79 | -90.51
63302 | PO BOX | SAINT CHARLES | MO | PRIMARY | 38.79 | -90.51
63303 | STANDARD | SAINT CHARLES | MO | PRIMARY | 38.79 | -90.51
63304 | STANDARD | SAINT CHARLES | MO | PRIMARY | 38.79 | -90.51
63077 | STANDARD | SAINT CLAIR | MO | PRIMARY | 38.35 | -90.98
65075 | STANDARD | SAINT ELIZABETH | MO | PRIMARY | 38.25 | -92.26
63101 | STANDARD | SAINT LOUIS | MO | PRIMARY | 38.63 | -90.24
63102 | STANDARD | SAINT LOUIS | MO | PRIMARY | 38.63 | -90.24
63103 | STANDARD | SAINT LOUIS | MO | PRIMARY | 38.63 | -90.24
63104 | STANDARD | SAINT LOUIS | MO | PRIMARY | 38.63 | -90.24
63105 | STANDARD | SAINT LOUIS | MO | PRIMARY | 38.63 | -90.24
63106 | STANDARD | SAINT LOUIS | MO | PRIMARY | 38.63 | -90.24
63107 | STANDARD | SAINT LOUIS | MO | PRIMARY | 38.63 | -90.24
63108 | STANDARD | SAINT LOUIS | MO | PRIMARY | 38.63 | -90.24
63109 | STANDARD | SAINT LOUIS | MO | PRIMARY | 38.63 | -90.24
63110 | STANDARD | SAINT LOUIS | MO | PRIMARY | 38.63 | -90.24
63111 | STANDARD | SAINT LOUIS | MO | PRIMARY | 38.63 | -90.24
63112 | STANDARD | SAINT LOUIS | MO | PRIMARY | 38.63 | -90.24
63113 | STANDARD | SAINT LOUIS | MO | PRIMARY | 38.63 | -90.24
63114 | STANDARD | SAINT LOUIS | MO | PRIMARY | 38.63 | -90.24
63115 | STANDARD | SAINT LOUIS | MO | PRIMARY | 38.63 | -90.24
63116 | STANDARD | SAINT LOUIS | MO | PRIMARY | 38.63 | -90.24
63117 | STANDARD | SAINT LOUIS | MO | PRIMARY | 38.63 | -90.24
63118 | STANDARD | SAINT LOUIS | MO | PRIMARY | 38.63 | -90.24
63119 | STANDARD | SAINT LOUIS | MO | PRIMARY | 38.63 | -90.24
63120 | STANDARD | SAINT LOUIS | MO | PRIMARY | 38.63 | -90.24
63121 | STANDARD | SAINT LOUIS | MO | PRIMARY | 38.63 | -90.24
63122 | STANDARD | SAINT LOUIS | MO | PRIMARY | 38.63 | -90.24
63123 | STANDARD | SAINT LOUIS | MO | PRIMARY | 38.63 | -90.24
63124 | STANDARD | SAINT LOUIS | MO | PRIMARY | 38.63 | -90.24
63125 | STANDARD | SAINT LOUIS | MO | PRIMARY | 38.63 | -90.24
63126 | STANDARD | SAINT LOUIS | MO | PRIMARY | 38.63 | -90.24
63127 | STANDARD | SAINT LOUIS | MO | PRIMARY | 38.63 | -90.24
63128 | STANDARD | SAINT LOUIS | MO | PRIMARY | 38.63 | -90.24
63129 | STANDARD | SAINT LOUIS | MO | PRIMARY | 38.63 | -90.24
63130 | STANDARD | SAINT LOUIS | MO | PRIMARY | 38.63 | -90.24
63131 | STANDARD | SAINT LOUIS | MO | PRIMARY | 38.63 | -90.24
63132 | STANDARD | SAINT LOUIS | MO | PRIMARY | 38.63 | -90.24
63133 | STANDARD | SAINT LOUIS | MO | PRIMARY | 38.63 | -90.24
63134 | STANDARD | SAINT LOUIS | MO | PRIMARY | 38.63 | -90.24
63135 | STANDARD | SAINT LOUIS | MO | PRIMARY | 38.63 | -90.24
63136 | STANDARD | SAINT LOUIS | MO | PRIMARY | 38.63 | -90.24
63137 | STANDARD | SAINT LOUIS | MO | PRIMARY | 38.63 | -90.24
63138 | STANDARD | SAINT LOUIS | MO | PRIMARY | 38.63 | -90.24
63139 | STANDARD | SAINT LOUIS | MO | PRIMARY | 38.63 | -90.24
63140 | STANDARD | SAINT LOUIS | MO | PRIMARY | 38.63 | -90.24
63141 | STANDARD | SAINT LOUIS | MO | PRIMARY | 38.63 | -90.24
63143 | STANDARD | SAINT LOUIS | MO | PRIMARY | 38.63 | -90.24
63144 | STANDARD | SAINT LOUIS | MO | PRIMARY | 38.63 | -90.24
63145 | PO BOX | SAINT LOUIS | MO | PRIMARY | 38.63 | -90.24
63146 | STANDARD | SAINT LOUIS | MO | PRIMARY | 38.63 | -90.24
63147 | STANDARD | SAINT LOUIS | MO | PRIMARY | 38.63 | -90.24
63150 | UNIQUE | SAINT LOUIS | MO | PRIMARY | 38.63 | -90.24
63151 | PO BOX | SAINT LOUIS | MO | PRIMARY | 38.63 | -90.24
63155 | STANDARD | SAINT LOUIS | MO | PRIMARY | 38.63 | -90.24
63156 | PO BOX | SAINT LOUIS | MO | PRIMARY | 38.63 | -90.24
63157 | PO BOX | SAINT LOUIS | MO | PRIMARY | 38.63 | -90.24
63158 | PO BOX | SAINT LOUIS | MO | PRIMARY | 38.63 | -90.24
63160 | UNIQUE | SAINT LOUIS | MO | PRIMARY | 38.63 | -90.24
63163 | PO BOX | SAINT LOUIS | MO | PRIMARY | 38.63 | -90.24
63164 | UNIQUE | SAINT LOUIS | MO | PRIMARY | 38.63 | -90.24
63166 | PO BOX | SAINT LOUIS | MO | PRIMARY | 38.63 | -90.24
63167 | UNIQUE | SAINT LOUIS | MO | PRIMARY | 38.63 | -90.24
63169 | PO BOX | SAINT LOUIS | MO | PRIMARY | 38.63 | -90.24
63171 | UNIQUE | SAINT LOUIS | MO | PRIMARY | 38.63 | -90.24
63177 | PO BOX | SAINT LOUIS | MO | PRIMARY | 38.63 | -90.24
63178 | PO BOX | SAINT LOUIS | MO | PRIMARY | 38.63 | -90.24
63179 | PO BOX | SAINT LOUIS | MO | PRIMARY | 38.63 | -90.24
63180 | UNIQUE | SAINT LOUIS | MO | PRIMARY | 38.63 | -90.24
63182 | UNIQUE | SAINT LOUIS | MO | PRIMARY | 38.63 | -90.24
63188 | PO BOX | SAINT LOUIS | MO | PRIMARY | 38.63 | -90.24
63195 | UNIQUE | SAINT LOUIS | MO | PRIMARY | 38.63 | -90.24
63197 | UNIQUE | SAINT LOUIS | MO | PRIMARY | 38.63 | -90.24
63199 | UNIQUE | SAINT LOUIS | MO | PRIMARY | 38.63 | -90.24
63466 | PO BOX | SAINT PATRICK | MO | PRIMARY | 40.31 | -91.66
63376 | STANDARD | SAINT PETERS | MO | PRIMARY | 38.77 | -90.6
65076 | STANDARD | SAINT THOMAS | MO | PRIMARY | 38.36 | -92.21
65281 | STANDARD | SALISBURY | MO | PRIMARY | 39.42 | -92.8
65282 | STANDARD | SANTA FE | MO | PRIMARY | 39.36 | -91.83
63467 | PO BOX | SAVERTON | MO | PRIMARY | 39.64 | -91.26
65301 | STANDARD | SEDALIA | MO | PRIMARY | 38.7 | -93.23
65302 | PO BOX | SEDALIA | MO | PRIMARY | 38.7 | -93.23
63450 | STANDARD | LENTNER | MO | PRIMARY | 39.72 | -92.14
63468 | STANDARD | SHELBINA | MO | PRIMARY | 39.69 | -92.03
63434 | STANDARD | BETHEL | MO | PRIMARY | 39.87 | -92.02
63469 | STANDARD | SHELBYVILLE | MO | PRIMARY | 39.8 | -92.03
63377 | STANDARD | SILEX | MO | PRIMARY | 39.12 | -91.05
65349 | STANDARD | SLATER | MO | PRIMARY | 39.22 | -93.06
65350 | STANDARD | SMITHTON | MO | PRIMARY | 38.68 | -93.09
63079 | PO BOX | STANTON | MO | PRIMARY | 38.27 | -91.1
65077 | STANDARD | STEEDMAN | MO | PRIMARY | 38.7 | -91.81
65283 | STANDARD | STOUTSVILLE | MO | PRIMARY | 39.55 | -91.85
65078 | STANDARD | STOVER | MO | PRIMARY | 38.44 | -92.98
65284 | STANDARD | STURGEON | MO | PRIMARY | 39.23 | -92.28
63080 | STANDARD | SULLIVAN | MO | PRIMARY | 38.21 | -91.16
65079 | STANDARD | SUNRISE BEACH | MO | PRIMARY | 38.17 | -92.77
65351 | STANDARD | SWEET SPRINGS | MO | PRIMARY | 38.96 | -93.41
65354 | STANDARD | SYRACUSE | MO | PRIMARY | 38.66 | -92.87
63471 | STANDARD | TAYLOR | MO | PRIMARY | 39.93 | -91.52
65080 | STANDARD | TEBBETTS | MO | PRIMARY | 38.62 | -91.96
65285 | STANDARD | THOMPSON | MO | PRIMARY | 39.18 | -91.98
65081 | STANDARD | TIPTON | MO | PRIMARY | 38.65 | -92.78
63378 | PO BOX | TRELOAR | MO | PRIMARY | 38.64 | -91.18
63379 | STANDARD | TROY | MO | PRIMARY | 38.97 | -90.98
63381 | STANDARD | TRUXTON | MO | PRIMARY | 39 | -91.24
65082 | STANDARD | TUSCUMBIA | MO | PRIMARY | 38.23 | -92.45
65083 | STANDARD | ULMAN | MO | PRIMARY | 38.15 | -92.44
63084 | STANDARD | UNION | MO | PRIMARY | 38.44 | -91.01
63565 | STANDARD | UNIONVILLE | MO | PRIMARY | 40.47 | -93
63087 | STANDARD | VALLES MINES | MO | PRIMARY | 38 | -90.45
63088 | STANDARD | VALLEY PARK | MO | PRIMARY | 38.55 | -90.48
63382 | STANDARD | VANDALIA | MO | PRIMARY | 39.3 | -91.49
65084 | STANDARD | VERSAILLES | MO | PRIMARY | 38.43 | -92.84
63089 | STANDARD | VILLA RIDGE | MO | PRIMARY | 38.47 | -90.88
63383 | STANDARD | WARRENTON | MO | PRIMARY | 38.82 | -91.14
65355 | STANDARD | WARSAW | MO | PRIMARY | 38.24 | -93.37
63090 | STANDARD | WASHINGTON | MO | PRIMARY | 38.55 | -91.01
63472 | STANDARD | WAYLAND | MO | PRIMARY | 40.39 | -91.58
63384 | STANDARD | WELLSVILLE | MO | PRIMARY | 39.07 | -91.56
63385 | STANDARD | WENTZVILLE | MO | PRIMARY | 38.81 | -90.85
63386 | STANDARD | WEST ALTON | MO | PRIMARY | 38.86 | -90.22
65085 | STANDARD | WESTPHALIA | MO | PRIMARY | 38.44 | -92
63387 | PO BOX | WHITESIDE | MO | PRIMARY | 39.18 | -91.01
63388 | STANDARD | WILLIAMSBURG | MO | PRIMARY | 38.91 | -91.7
63473 | STANDARD | WILLIAMSTOWN | MO | PRIMARY | 40.2 | -91.86
65360 | STANDARD | WINDSOR | MO | PRIMARY | 38.53 | -93.52
63389 | STANDARD | WINFIELD | MO | PRIMARY | 38.99 | -90.73
63566 | STANDARD | WINIGAN | MO | PRIMARY | 40.05 | -92.9
65287 | STANDARD | WOOLDRIDGE | MO | PRIMARY | 38.9 | -92.52
63567 | STANDARD | WORTHINGTON | MO | PRIMARY | 40.4 | -92.68
63390 | STANDARD | WRIGHT CITY | MO | PRIMARY | 38.82 | -91.02
63432 | STANDARD | ARBELA | MO | PRIMARY | 40.46 | -92.01
63442 | STANDARD | GRANGER | MO | PRIMARY | 40.46 | -91.97
63474 | STANDARD | WYACONDA | MO | PRIMARY | 40.39 | -91.92
20001 | STANDARD | WASHINGTON | DC | PRIMARY | 38.89 | -77.03
20002 | STANDARD | WASHINGTON | DC | PRIMARY | 38.89 | -77.03
20003 | STANDARD | WASHINGTON | DC | PRIMARY | 38.89 | -77.03
20004 | STANDARD | WASHINGTON | DC | PRIMARY | 38.89 | -77.03
20005 | STANDARD | WASHINGTON | DC | PRIMARY | 38.89 | -77.03
20006 | STANDARD | WASHINGTON | DC | PRIMARY | 38.89 | -77.03
20007 | STANDARD | WASHINGTON | DC | PRIMARY | 38.89 | -77.03
20008 | STANDARD | WASHINGTON | DC | PRIMARY | 38.89 | -77.03
20009 | STANDARD | WASHINGTON | DC | PRIMARY | 38.89 | -77.03
20010 | STANDARD | WASHINGTON | DC | PRIMARY | 38.89 | -77.03
20011 | STANDARD | WASHINGTON | DC | PRIMARY | 38.89 | -77.03
20012 | STANDARD | WASHINGTON | DC | PRIMARY | 38.89 | -77.03
20013 | PO BOX | WASHINGTON | DC | PRIMARY | 38.89 | -77.03
20015 | STANDARD | WASHINGTON | DC | PRIMARY | 38.89 | -77.03
20016 | STANDARD | WASHINGTON | DC | PRIMARY | 38.89 | -77.03
20017 | STANDARD | WASHINGTON | DC | PRIMARY | 38.89 | -77.03
20018 | STANDARD | WASHINGTON | DC | PRIMARY | 38.89 | -77.03
20019 | STANDARD | WASHINGTON | DC | PRIMARY | 38.89 | -77.03
20020 | STANDARD | WASHINGTON | DC | PRIMARY | 38.89 | -77.03
20022 | PO BOX | WASHINGTON | DC | PRIMARY | 38.91 | -76.96
20023 | PO BOX | WASHINGTON | DC | PRIMARY | 38.9 | -77.01
20024 | STANDARD | WASHINGTON | DC | PRIMARY | 38.89 | -77.03
20026 | STANDARD | WASHINGTON | DC | PRIMARY | 38.89 | -77.03
20027 | PO BOX | WASHINGTON | DC | PRIMARY | 38.9 | -76.98
20029 | PO BOX | WASHINGTON | DC | PRIMARY | 38.89 | -77.03
20030 | PO BOX | WASHINGTON | DC | PRIMARY | 38.89 | -77.03
20032 | STANDARD | WASHINGTON | DC | PRIMARY | 38.89 | -77.03
20033 | PO BOX | WASHINGTON | DC | PRIMARY | 38.89 | -77.03
20035 | PO BOX | WASHINGTON | DC | PRIMARY | 38.89 | -77.03
20036 | STANDARD | WASHINGTON | DC | PRIMARY | 38.89 | -77.03
20037 | STANDARD | WASHINGTON | DC | PRIMARY | 38.89 | -77.03
20038 | PO BOX | WASHINGTON | DC | PRIMARY | 38.89 | -77.03
20039 | PO BOX | WASHINGTON | DC | PRIMARY | 38.89 | -77.03
20040 | PO BOX | WASHINGTON | DC | PRIMARY | 38.89 | -77.03
20041 | PO BOX | WASHINGTON | DC | PRIMARY | 38.89 | -77.03
20042 | UNIQUE | WASHINGTON | DC | PRIMARY | 38.89 | -77.03
20043 | PO BOX | WASHINGTON | DC | PRIMARY | 38.89 | -77.03
20044 | PO BOX | WASHINGTON | DC | PRIMARY | 38.89 | -77.03
20045 | STANDARD | WASHINGTON | DC | PRIMARY | 38.89 | -77.03
20046 | UNIQUE | WASHINGTON | DC | PRIMARY | 38.89 | -77.03
20047 | UNIQUE | WASHINGTON | DC | PRIMARY | 38.89 | -77.03
20049 | UNIQUE | WASHINGTON | DC | PRIMARY | 38.89 | -77.03
20050 | PO BOX | WASHINGTON | DC | PRIMARY | 38.89 | -77.03
20051 | UNIQUE | WASHINGTON | DC | PRIMARY | 38.89 | -77.03
20052 | UNIQUE | WASHINGTON | DC | PRIMARY | 38.89 | -77.03
20053 | UNIQUE | WASHINGTON | DC | PRIMARY | 38.89 | -77.03
20055 | UNIQUE | WASHINGTON | DC | PRIMARY | 38.89 | -77.03
20056 | PO BOX | WASHINGTON | DC | PRIMARY | 38.89 | -77.03
20057 | UNIQUE | WASHINGTON | DC | PRIMARY | 38.89 | -77.03
20058 | UNIQUE | WASHINGTON | DC | PRIMARY | 38.89 | -77.03
20059 | UNIQUE | WASHINGTON | DC | PRIMARY | 38.89 | -77.03
20060 | UNIQUE | WASHINGTON | DC | PRIMARY | 38.89 | -77.03
20061 | UNIQUE | WASHINGTON | DC | PRIMARY | 38.89 | -77.03
20062 | UNIQUE | WASHINGTON | DC | PRIMARY | 38.89 | -77.03
20063 | UNIQUE | WASHINGTON | DC | PRIMARY | 38.89 | -77.03
20064 | UNIQUE | WASHINGTON | DC | PRIMARY | 38.89 | -77.03
20065 | UNIQUE | WASHINGTON | DC | PRIMARY | 38.89 | -77.03
20066 | UNIQUE | WASHINGTON | DC | PRIMARY | 38.89 | -77.03
20067 | UNIQUE | WASHINGTON | DC | PRIMARY | 38.89 | -77.03
20068 | UNIQUE | WASHINGTON | DC | PRIMARY | 38.89 | -77.03
20069 | UNIQUE | WASHINGTON | DC | PRIMARY | 38.89 | -77.03
20070 | UNIQUE | WASHINGTON | DC | PRIMARY | 38.89 | -77.03
20071 | UNIQUE | WASHINGTON | DC | PRIMARY | 38.89 | -77.03
20073 | UNIQUE | WASHINGTON | DC | PRIMARY | 38.89 | -77.03
20074 | UNIQUE | WASHINGTON | DC | PRIMARY | 38.89 | -77.03
20075 | UNIQUE | WASHINGTON | DC | PRIMARY | 38.89 | -77.03
20076 | UNIQUE | WASHINGTON | DC | PRIMARY | 38.89 | -77.03
20077 | UNIQUE | WASHINGTON | DC | PRIMARY | 38.89 | -77.03
20078 | UNIQUE | WASHINGTON | DC | PRIMARY | 38.89 | -77.03
20080 | UNIQUE | WASHINGTON | DC | PRIMARY | 38.89 | -77.03
20081 | UNIQUE | WASHINGTON | DC | PRIMARY | 38.89 | -77.03
20082 | UNIQUE | WASHINGTON | DC | PRIMARY | 38.89 | -77.03
20088 | PO BOX | WASHINGTON | DC | PRIMARY | 38.89 | -77.03
20090 | PO BOX | WASHINGTON | DC | PRIMARY | 38.89 | -77.03
20091 | PO BOX | WASHINGTON | DC | PRIMARY | 38.89 | -77.03
20097 | UNIQUE | WASHINGTON | DC | PRIMARY | 38.89 | -77.03
20098 | UNIQUE | WASHINGTON | DC | PRIMARY | 38.89 | -77.03
20201 | UNIQUE | WASHINGTON | DC | PRIMARY | 38.89 | -77.03
20202 | UNIQUE | WASHINGTON | DC | PRIMARY | 38.89 | -77.03
20203 | UNIQUE | WASHINGTON | DC | PRIMARY | 38.89 | -77.03
20204 | UNIQUE | WASHINGTON | DC | PRIMARY | 38.89 | -77.03
20206 | UNIQUE | WASHINGTON | DC | PRIMARY | 38.89 | -77.03
20207 | UNIQUE | WASHINGTON | DC | PRIMARY | 38.89 | -77.03
20208 | UNIQUE | WASHINGTON | DC | PRIMARY | 38.89 | -77.03
20210 | UNIQUE | WASHINGTON | DC | PRIMARY | 38.89 | -77.03
20211 | UNIQUE | WASHINGTON | DC | PRIMARY | 38.89 | -77.03
20212 | UNIQUE | WASHINGTON | DC | PRIMARY | 38.89 | -77.03
20213 | UNIQUE | WASHINGTON | DC | PRIMARY | 38.89 | -77.03
20214 | UNIQUE | WASHINGTON | DC | PRIMARY | 38.89 | -77.03
20215 | UNIQUE | WASHINGTON | DC | PRIMARY | 38.89 | -77.03
20216 | UNIQUE | WASHINGTON | DC | PRIMARY | 38.89 | -77.03
20217 | UNIQUE | WASHINGTON | DC | PRIMARY | 38.89 | -77.03
20218 | UNIQUE | WASHINGTON | DC | PRIMARY | 38.89 | -77.03
20219 | UNIQUE | WASHINGTON | DC | PRIMARY | 38.89 | -77.03
20220 | UNIQUE | WASHINGTON | DC | PRIMARY | 38.89 | -77.03
20221 | UNIQUE | WASHINGTON | DC | PRIMARY | 38.89 | -77.03
20222 | UNIQUE | WASHINGTON | DC | PRIMARY | 38.89 | -77.03
20223 | UNIQUE | WASHINGTON | DC | PRIMARY | 38.89 | -77.03
20224 | UNIQUE | WASHINGTON | DC | PRIMARY | 38.89 | -77.03
20226 | UNIQUE | WASHINGTON | DC | PRIMARY | 38.89 | -77.03
20227 | UNIQUE | WASHINGTON | DC | PRIMARY | 38.89 | -77.03
20228 | UNIQUE | WASHINGTON | DC | PRIMARY | 38.89 | -77.03
20229 | UNIQUE | WASHINGTON | DC | PRIMARY | 38.89 | -77.03
20230 | UNIQUE | WASHINGTON | DC | PRIMARY | 38.89 | -77.03
20232 | UNIQUE | WASHINGTON | DC | PRIMARY | 38.89 | -77.03
20233 | UNIQUE | WASHINGTON | DC | PRIMARY | 38.89 | -77.03
20235 | UNIQUE | WASHINGTON | DC | PRIMARY | 38.89 | -77.03
20237 | UNIQUE | WASHINGTON | DC | PRIMARY | 38.88 | -77.01
20238 | UNIQUE | WASHINGTON | DC | PRIMARY | 38.89 | -77.03
20239 | UNIQUE | WASHINGTON | DC | PRIMARY | 38.89 | -77.03
20240 | UNIQUE | WASHINGTON | DC | PRIMARY | 38.89 | -77.03
20241 | UNIQUE | WASHINGTON | DC | PRIMARY | 38.89 | -77.03
20242 | UNIQUE | WASHINGTON | DC | PRIMARY | 38.89 | -77.03
20244 | UNIQUE | WASHINGTON | DC | PRIMARY | 38.89 | -77.03
20245 | UNIQUE | WASHINGTON | DC | PRIMARY | 38.89 | -77.03
20250 | UNIQUE | WASHINGTON | DC | PRIMARY | 38.89 | -77.03
20251 | UNIQUE | WASHINGTON | DC | PRIMARY | 38.89 | -77.03
20254 | UNIQUE | WASHINGTON | DC | PRIMARY | 38.89 | -77.03
20260 | STANDARD | WASHINGTON | DC | PRIMARY | 38.89 | -77.03
20261 | UNIQUE | WASHINGTON | DC | PRIMARY | 38.89 | -77.03
20262 | UNIQUE | WASHINGTON | DC | PRIMARY | 38.89 | -77.03
20265 | UNIQUE | WASHINGTON | DC | PRIMARY | 38.89 | -77.03
20266 | UNIQUE | WASHINGTON | DC | PRIMARY | 38.89 | -77.03
20268 | UNIQUE | WASHINGTON | DC | PRIMARY | 38.89 | -77.03
20270 | UNIQUE | WASHINGTON | DC | PRIMARY | 38.89 | -77.03
20277 | UNIQUE | WASHINGTON | DC | PRIMARY | 38.89 | -77.03
20289 | UNIQUE | WASHINGTON | DC | PRIMARY | 38.89 | -77.03
20299 | UNIQUE | WASHINGTON | DC | PRIMARY | 38.89 | -77.03
20301 | UNIQUE | WASHINGTON | DC | PRIMARY | 38.89 | -77.03
20303 | UNIQUE | WASHINGTON | DC | PRIMARY | 38.89 | -77.03
20306 | UNIQUE | WASHINGTON | DC | PRIMARY | 38.89 | -77.03
20307 | UNIQUE | WASHINGTON | DC | PRIMARY | 38.89 | -77.03
20310 | UNIQUE | WASHINGTON | DC | PRIMARY | 38.89 | -77.03
20314 | UNIQUE | WASHINGTON | DC | PRIMARY | 38.89 | -77.03
20317 | UNIQUE | WASHINGTON | DC | PRIMARY | 38.89 | -77.03
20318 | UNIQUE | WASHINGTON | DC | PRIMARY | 38.89 | -77.03
20319 | UNIQUE | WASHINGTON | DC | PRIMARY | 38.89 | -77.03
20330 | UNIQUE | WASHINGTON | DC | PRIMARY | 38.89 | -77.03
20340 | UNIQUE | WASHINGTON | DC | PRIMARY | 38.89 | -77.03
20350 | UNIQUE | WASHINGTON | DC | PRIMARY | 38.89 | -77.03
20355 | UNIQUE | WASHINGTON | DC | PRIMARY | 38.9 | -77.04
20370 | UNIQUE | WASHINGTON | DC | PRIMARY | 38.89 | -77.03
20372 | UNIQUE | WASHINGTON | DC | PRIMARY | 38.89 | -77.03
20373 | UNIQUE | NAVAL ANACOST ANNEX | DC | PRIMARY | 38.89 | -77.03
20374 | STANDARD | WASHINGTON NAVY YARD | DC | PRIMARY | 38.89 | -77.03
20375 | UNIQUE | WASHINGTON | DC | PRIMARY | 38.89 | -77.03
20376 | STANDARD | WASHINGTON NAVY YARD | DC | PRIMARY | 38.87 | -76.99
20380 | UNIQUE | WASHINGTON | DC | PRIMARY | 38.89 | -77.03
20388 | STANDARD | WASHINGTON NAVY YARD | DC | PRIMARY | 38.89 | -77.03
20389 | UNIQUE | WASHINGTON | DC | PRIMARY | 38.89 | -77.03
20390 | UNIQUE | WASHINGTON | DC | PRIMARY | 38.89 | -77.03
20391 | STANDARD | WASHINGTON NAVY YARD | DC | PRIMARY | 38.89 | -77.03
20392 | UNIQUE | WASHINGTON | DC | PRIMARY | 38.89 | -77.03
20393 | UNIQUE | WASHINGTON | DC | PRIMARY | 38.89 | -77.03
20394 | UNIQUE | WASHINGTON | DC | PRIMARY | 38.89 | -77.03
20395 | UNIQUE | WASHINGTON | DC | PRIMARY | 38.89 | -77.03
20398 | STANDARD | WASHINGTON NAVY YARD | DC | PRIMARY | 38.89 | -77.03
20401 | UNIQUE | WASHINGTON | DC | PRIMARY | 38.89 | -77.03
20402 | UNIQUE | WASHINGTON | DC | PRIMARY | 38.89 | -77.03
20403 | UNIQUE | WASHINGTON | DC | PRIMARY | 38.89 | -77.03
20404 | UNIQUE | WASHINGTON | DC | PRIMARY | 38.89 | -77.03
20405 | UNIQUE | WASHINGTON | DC | PRIMARY | 38.89 | -77.03
20406 | UNIQUE | WASHINGTON | DC | PRIMARY | 38.89 | -77.03
20407 | UNIQUE | WASHINGTON | DC | PRIMARY | 38.89 | -77.03
20408 | UNIQUE | WASHINGTON | DC | PRIMARY | 38.89 | -77.03
20409 | UNIQUE | WASHINGTON | DC | PRIMARY | 38.89 | -77.03
20410 | UNIQUE | WASHINGTON | DC | PRIMARY | 38.89 | -77.03
20411 | UNIQUE | WASHINGTON | DC | PRIMARY | 38.89 | -77.03
20412 | UNIQUE | WASHINGTON | DC | PRIMARY | 38.89 | -77.03
20413 | UNIQUE | WASHINGTON | DC | PRIMARY | 38.89 | -77.03
20414 | UNIQUE | WASHINGTON | DC | PRIMARY | 38.89 | -77.03
20415 | UNIQUE | WASHINGTON | DC | PRIMARY | 38.89 | -77.03
20416 | UNIQUE | WASHINGTON | DC | PRIMARY | 38.89 | -77.03
20417 | UNIQUE | WASHINGTON | DC | PRIMARY | 38.9 | -77
20418 | UNIQUE | WASHINGTON | DC | PRIMARY | 38.89 | -77.03
20419 | UNIQUE | WASHINGTON | DC | PRIMARY | 38.89 | -77.03
20420 | UNIQUE | WASHINGTON | DC | PRIMARY | 38.89 | -77.03
20421 | UNIQUE | WASHINGTON | DC | PRIMARY | 38.89 | -77.03
20422 | UNIQUE | WASHINGTON | DC | PRIMARY | 38.89 | -77.03
20423 | UNIQUE | WASHINGTON | DC | PRIMARY | 38.89 | -77.03
20424 | UNIQUE | WASHINGTON | DC | PRIMARY | 38.89 | -77.03
20425 | UNIQUE | WASHINGTON | DC | PRIMARY | 38.89 | -77.03
20426 | UNIQUE | WASHINGTON | DC | PRIMARY | 38.89 | -77.03
20427 | UNIQUE | WASHINGTON | DC | PRIMARY | 38.89 | -77.03
20428 | UNIQUE | WASHINGTON | DC | PRIMARY | 38.89 | -77.03
20429 | UNIQUE | WASHINGTON | DC | PRIMARY | 38.89 | -77.03
20431 | UNIQUE | WASHINGTON | DC | PRIMARY | 38.89 | -77.03
20433 | UNIQUE | WASHINGTON | DC | PRIMARY | 38.89 | -77.03
20434 | UNIQUE | WASHINGTON | DC | PRIMARY | 38.89 | -77.03
20435 | UNIQUE | WASHINGTON | DC | PRIMARY | 38.89 | -77.03
20436 | UNIQUE | WASHINGTON | DC | PRIMARY | 38.89 | -77.03
20437 | UNIQUE | WASHINGTON | DC | PRIMARY | 38.89 | -77.03
20439 | UNIQUE | WASHINGTON | DC | PRIMARY | 38.89 | -77.03
20440 | UNIQUE | WASHINGTON | DC | PRIMARY | 38.89 | -77.03
20441 | UNIQUE | WASHINGTON | DC | PRIMARY | 38.89 | -77.03
20442 | UNIQUE | WASHINGTON | DC | PRIMARY | 38.89 | -77.03
20444 | UNIQUE | WASHINGTON | DC | PRIMARY | 38.89 | -77.03
20447 | UNIQUE | WASHINGTON | DC | PRIMARY | 38.89 | -77.03
20451 | UNIQUE | WASHINGTON | DC | PRIMARY | 38.89 | -77.03
20453 | UNIQUE | WASHINGTON | DC | PRIMARY | 38.89 | -77.03
20456 | UNIQUE | WASHINGTON | DC | PRIMARY | 38.89 | -77.03
20460 | UNIQUE | WASHINGTON | DC | PRIMARY | 38.89 | -77.03
20463 | UNIQUE | WASHINGTON | DC | PRIMARY | 38.89 | -77.03
20468 | UNIQUE | WASHINGTON | DC | PRIMARY | 38.89 | -77.03
20469 | UNIQUE | WASHINGTON | DC | PRIMARY | 38.89 | -77.03
20470 | UNIQUE | WASHINGTON | DC | PRIMARY | 38.89 | -77.03
20472 | UNIQUE | WASHINGTON | DC | PRIMARY | 38.89 | -77.03
20500 | STANDARD | WASHINGTON | DC | PRIMARY | 38.89 | -77.03
20501 | UNIQUE | WASHINGTON | DC | PRIMARY | 38.89 | -77.03
20502 | UNIQUE | WASHINGTON | DC | PRIMARY | 38.89 | -77.03
20503 | UNIQUE | WASHINGTON | DC | PRIMARY | 38.89 | -77.03
20504 | UNIQUE | WASHINGTON | DC | PRIMARY | 38.89 | -77.03
20505 | UNIQUE | WASHINGTON | DC | PRIMARY | 38.89 | -77.03
20506 | UNIQUE | WASHINGTON | DC | PRIMARY | 38.89 | -77.03
20507 | UNIQUE | WASHINGTON | DC | PRIMARY | 38.89 | -77.03
20508 | UNIQUE | WASHINGTON | DC | PRIMARY | 38.89 | -77.03
20509 | UNIQUE | WASHINGTON | DC | PRIMARY | 38.9 | -77.04
20510 | UNIQUE | WASHINGTON | DC | PRIMARY | 38.89 | -77.03
20511 | UNIQUE | WASHINGTON | DC | PRIMARY | 38.97 | -77.05
20515 | UNIQUE | WASHINGTON | DC | PRIMARY | 38.89 | -77.03
20520 | UNIQUE | WASHINGTON | DC | PRIMARY | 38.89 | -77.03
20521 | UNIQUE | WASHINGTON | DC | PRIMARY | 38.89 | -77.03
20522 | UNIQUE | WASHINGTON | DC | PRIMARY | 38.89 | -77.03
20523 | UNIQUE | WASHINGTON | DC | PRIMARY | 38.89 | -77.03
20524 | UNIQUE | WASHINGTON | DC | PRIMARY | 38.89 | -77.03
20525 | UNIQUE | WASHINGTON | DC | PRIMARY | 38.89 | -77.03
20526 | UNIQUE | WASHINGTON | DC | PRIMARY | 38.89 | -77.03
20527 | UNIQUE | WASHINGTON | DC | PRIMARY | 38.89 | -77.03
20528 | UNIQUE | WASHINGTON | DC | PRIMARY | 38.89 | -77.02
20529 | UNIQUE | WASHINGTON | DC | PRIMARY | 38.89 | -77.01
20530 | UNIQUE | WASHINGTON | DC | PRIMARY | 38.89 | -77.03
20531 | UNIQUE | WASHINGTON | DC | PRIMARY | 38.89 | -77.03
20532 | UNIQUE | WASHINGTON | DC | PRIMARY | 38.89 | -77.03
20533 | UNIQUE | WASHINGTON | DC | PRIMARY | 38.89 | -77.03
20534 | UNIQUE | WASHINGTON | DC | PRIMARY | 38.89 | -77.03
20535 | UNIQUE | WASHINGTON | DC | PRIMARY | 38.89 | -77.03
20536 | UNIQUE | WASHINGTON | DC | PRIMARY | 38.89 | -77.03
20537 | UNIQUE | WASHINGTON | DC | PRIMARY | 38.89 | -77.03
20538 | UNIQUE | WASHINGTON | DC | PRIMARY | 38.89 | -77.03
20539 | UNIQUE | WASHINGTON | DC | PRIMARY | 38.89 | -77.03
20540 | UNIQUE | WASHINGTON | DC | PRIMARY | 38.89 | -77.03
20541 | UNIQUE | WASHINGTON | DC | PRIMARY | 38.89 | -77.03
20542 | UNIQUE | WASHINGTON | DC | PRIMARY | 38.89 | -77.03
20543 | UNIQUE | WASHINGTON | DC | PRIMARY | 38.89 | -77.03
20544 | UNIQUE | WASHINGTON | DC | PRIMARY | 38.89 | -77.03
20546 | UNIQUE | WASHINGTON | DC | PRIMARY | 38.89 | -77.03
20547 | UNIQUE | WASHINGTON | DC | PRIMARY | 38.89 | -77.03
20548 | UNIQUE | WASHINGTON | DC | PRIMARY | 38.89 | -77.03
20549 | UNIQUE | WASHINGTON | DC | PRIMARY | 38.89 | -77.03
20551 | UNIQUE | WASHINGTON | DC | PRIMARY | 38.89 | -77.03
20552 | UNIQUE | WASHINGTON | DC | PRIMARY | 38.89 | -77.03
20553 | UNIQUE | WASHINGTON | DC | PRIMARY | 38.89 | -77.03
20554 | UNIQUE | WASHINGTON | DC | PRIMARY | 38.89 | -77.03
20555 | UNIQUE | WASHINGTON | DC | PRIMARY | 38.89 | -77.03
20557 | UNIQUE | WASHINGTON | DC | PRIMARY | 38.89 | -77.03
20558 | UNIQUE | WASHINGTON | DC | PRIMARY | 38.89 | -77.03
20559 | UNIQUE | WASHINGTON | DC | PRIMARY | 38.89 | -77.03
20560 | UNIQUE | WASHINGTON | DC | PRIMARY | 38.89 | -77.03
20565 | UNIQUE | WASHINGTON | DC | PRIMARY | 38.89 | -77.03
20566 | UNIQUE | WASHINGTON | DC | PRIMARY | 38.89 | -77.03
20570 | UNIQUE | WASHINGTON | DC | PRIMARY | 38.89 | -77.03
20571 | UNIQUE | WASHINGTON | DC | PRIMARY | 38.89 | -77.03
20572 | UNIQUE | WASHINGTON | DC | PRIMARY | 38.89 | -77.03
20573 | UNIQUE | WASHINGTON | DC | PRIMARY | 38.89 | -77.03
20575 | UNIQUE | WASHINGTON | DC | PRIMARY | 38.89 | -77.03
20576 | UNIQUE | WASHINGTON | DC | PRIMARY | 38.89 | -77.03
20577 | UNIQUE | WASHINGTON | DC | PRIMARY | 38.89 | -77.03
20578 | UNIQUE | WASHINGTON | DC | PRIMARY | 38.89 | -77.03
20579 | UNIQUE | WASHINGTON | DC | PRIMARY | 38.89 | -77.03
20580 | UNIQUE | WASHINGTON | DC | PRIMARY | 38.89 | -77.03
20581 | UNIQUE | WASHINGTON | DC | PRIMARY | 38.89 | -77.03
20585 | UNIQUE | WASHINGTON | DC | PRIMARY | 38.89 | -77.03
20586 | UNIQUE | WASHINGTON | DC | PRIMARY | 38.89 | -77.03
20590 | UNIQUE | WASHINGTON | DC | PRIMARY | 38.89 | -77.03
20591 | UNIQUE | WASHINGTON | DC | PRIMARY | 38.89 | -77.03
20593 | UNIQUE | WASHINGTON | DC | PRIMARY | 38.89 | -77.03
20594 | UNIQUE | WASHINGTON | DC | PRIMARY | 38.89 | -77.03
20597 | UNIQUE | WASHINGTON | DC | PRIMARY | 38.89 | -77.03
20599 | UNIQUE | WASHINGTON | DC | PRIMARY | 38.89 | -77.03
20606 | STANDARD | ABELL | MD | PRIMARY | 38.25 | -76.74
20607 | STANDARD | ACCOKEEK | MD | PRIMARY | 38.67 | -77.01
20701 | STANDARD | ANNAPOLIS JUNCTION | MD | PRIMARY | 39.12 | -76.77
20608 | STANDARD | AQUASCO | MD | PRIMARY | 38.58 | -76.7
20861 | STANDARD | ASHTON | MD | PRIMARY | 39.15 | -76.98
20862 | STANDARD | BRINKLOW | MD | PRIMARY | 39.18 | -77.01
20609 | STANDARD | AVENUE | MD | PRIMARY | 38.27 | -76.74
20838 | STANDARD | BARNESVILLE | MD | PRIMARY | 39.21 | -77.38
20610 | PO BOX | BARSTOW | MD | PRIMARY | 38.52 | -76.6
20839 | STANDARD | BEALLSVILLE | MD | PRIMARY | 39.17 | -77.41
20611 | STANDARD | BEL ALTON | MD | PRIMARY | 38.46 | -76.98
20704 | PO BOX | BELTSVILLE | MD | PRIMARY | 39.03 | -76.92
20705 | STANDARD | BELTSVILLE | MD | PRIMARY | 39.03 | -76.92
20612 | PO BOX | BENEDICT | MD | PRIMARY | 38.5 | -76.68
20810 | UNIQUE | BETHESDA | MD | PRIMARY | 38.97 | -77.1
20811 | UNIQUE | BETHESDA | MD | PRIMARY | 38.97 | -77.1
20813 | PO BOX | BETHESDA | MD | PRIMARY | 38.98 | -77.12
20814 | STANDARD | BETHESDA | MD | PRIMARY | 38.98 | -77.12
20815 | STANDARD | CHEVY CHASE | MD | PRIMARY | 38.98 | -77.08
20816 | STANDARD | BETHESDA | MD | PRIMARY | 38.98 | -77.12
20817 | STANDARD | BETHESDA | MD | PRIMARY | 38.98 | -77.12
20824 | PO BOX | BETHESDA | MD | PRIMARY | 38.98 | -77.12
20825 | PO BOX | CHEVY CHASE | MD | PRIMARY | 38.98 | -77.08
20827 | PO BOX | BETHESDA | MD | PRIMARY | 38.98 | -77.12
20889 | UNIQUE | BETHESDA | MD | PRIMARY | 38.98 | -77.12
20892 | UNIQUE | BETHESDA | MD | PRIMARY | 38.98 | -77.12
20894 | UNIQUE | BETHESDA | MD | PRIMARY | 38.98 | -77.12
20710 | STANDARD | BLADENSBURG | MD | PRIMARY | 38.94 | -76.92
20715 | STANDARD | BOWIE | MD | PRIMARY | 38.95 | -76.73
20716 | STANDARD | BOWIE | MD | PRIMARY | 38.95 | -76.73
20717 | PO BOX | BOWIE | MD | PRIMARY | 38.95 | -76.73
20718 | PO BOX | BOWIE | MD | PRIMARY | 38.95 | -76.73
20719 | PO BOX | BOWIE | MD | PRIMARY | 38.95 | -76.73
20720 | STANDARD | BOWIE | MD | PRIMARY | 38.95 | -76.73
20721 | STANDARD | BOWIE | MD | PRIMARY | 38.95 | -76.73
20841 | STANDARD | BOYDS | MD | PRIMARY | 39.18 | -77.31
20613 | STANDARD | BRANDYWINE | MD | PRIMARY | 38.69 | -76.85
20722 | STANDARD | BRENTWOOD | MD | PRIMARY | 38.94 | -76.95
20833 | STANDARD | BROOKEVILLE | MD | PRIMARY | 39.17 | -77.05
20615 | STANDARD | BROOMES ISLAND | MD | PRIMARY | 38.41 | -76.54
20616 | STANDARD | BRYANS ROAD | MD | PRIMARY | 38.63 | -77.07
20617 | STANDARD | BRYANTOWN | MD | PRIMARY | 38.55 | -76.84
20866 | STANDARD | BURTONSVILLE | MD | PRIMARY | 39.11 | -76.93
20618 | STANDARD | BUSHWOOD | MD | PRIMARY | 38.28 | -76.78
20818 | STANDARD | CABIN JOHN | MD | PRIMARY | 38.97 | -77.16
20619 | STANDARD | CALIFORNIA | MD | PRIMARY | 38.29 | -76.49
20620 | STANDARD | CALLAWAY | MD | PRIMARY | 38.23 | -76.51
20731 | PO BOX | CAPITOL HEIGHTS | MD | PRIMARY | 38.87 | -76.9
20743 | STANDARD | CAPITOL HEIGHTS | MD | PRIMARY | 38.87 | -76.9
20747 | STANDARD | DISTRICT HEIGHTS | MD | PRIMARY | 38.85 | -76.88
20753 | PO BOX | DISTRICT HEIGHTS | MD | PRIMARY | 38.85 | -76.88
20791 | PO BOX | CAPITOL HEIGHTS | MD | PRIMARY | 38.87 | -76.9
20799 | UNIQUE | CAPITOL HEIGHTS | MD | PRIMARY | 38.87 | -76.9
20621 | STANDARD | CHAPTICO | MD | PRIMARY | 38.36 | -76.78
20622 | STANDARD | CHARLOTTE HALL | MD | PRIMARY | 38.47 | -76.78
20623 | STANDARD | CHELTENHAM | MD | PRIMARY | 38.73 | -76.82
20732 | STANDARD | CHESAPEAKE BEACH | MD | PRIMARY | 38.68 | -76.53
20733 | STANDARD | CHURCHTON | MD | PRIMARY | 38.8 | -76.58
20871 | STANDARD | CLARKSBURG | MD | PRIMARY | 39.23 | -77.27
20624 | STANDARD | CLEMENTS | MD | PRIMARY | 38.32 | -76.72
20735 | STANDARD | CLINTON | MD | PRIMARY | 38.76 | -76.89
20625 | PO BOX | COBB ISLAND | MD | PRIMARY | 38.33 | -76.91
20740 | STANDARD | COLLEGE PARK | MD | PRIMARY | 38.99 | -76.93
20741 | PO BOX | COLLEGE PARK | MD | PRIMARY | 38.99 | -76.93
20742 | UNIQUE | COLLEGE PARK | MD | PRIMARY | 38.99 | -76.93
20626 | STANDARD | COLTONS POINT | MD | PRIMARY | 38.23 | -76.76
20627 | PO BOX | COMPTON | MD | PRIMARY | 38.3 | -76.63
20872 | STANDARD | DAMASCUS | MD | PRIMARY | 39.27 | -77.2
20628 | STANDARD | DAMERON | MD | PRIMARY | 38.15 | -76.36
20751 | STANDARD | DEALE | MD | PRIMARY | 38.79 | -76.54
20842 | STANDARD | DICKERSON | MD | PRIMARY | 39.22 | -77.42
20629 | PO BOX | DOWELL | MD | PRIMARY | 38.35 | -76.44
20630 | STANDARD | DRAYDEN | MD | PRIMARY | 38.17 | -76.47
20754 | STANDARD | DUNKIRK | MD | PRIMARY | 38.72 | -76.66
20632 | STANDARD | FAULKNER | MD | PRIMARY | 38.43 | -76.97
20755 | STANDARD | FORT GEORGE G MEADE | MD | PRIMARY | 39.08 | -76.76
20744 | STANDARD | FORT WASHINGTON | MD | PRIMARY | 38.73 | -77
20745 | STANDARD | OXON HILL | MD | PRIMARY | 38.8 | -76.99
20749 | PO BOX | FORT WASHINGTON | MD | PRIMARY | 38.73 | -77
20750 | PO BOX | OXON HILL | MD | PRIMARY | 38.8 | -76.99
20758 | STANDARD | FRIENDSHIP | MD | PRIMARY | 39.3 | -77.19
20759 | STANDARD | FULTON | MD | PRIMARY | 39.15 | -76.92
20877 | STANDARD | GAITHERSBURG | MD | PRIMARY | 39.14 | -77.21
20878 | STANDARD | GAITHERSBURG | MD | PRIMARY | 39.14 | -77.21
20879 | STANDARD | GAITHERSBURG | MD | PRIMARY | 39.14 | -77.21
20882 | STANDARD | GAITHERSBURG | MD | PRIMARY | 39.14 | -77.21
20883 | PO BOX | GAITHERSBURG | MD | PRIMARY | 39.17 | -77.19
20884 | PO BOX | GAITHERSBURG | MD | PRIMARY | 39.14 | -77.21
20885 | PO BOX | GAITHERSBURG | MD | PRIMARY | 39.14 | -77.21
20886 | STANDARD | MONTGOMERY VILLAGE | MD | PRIMARY | 39.18 | -77.19
20898 | PO BOX | GAITHERSBURG | MD | PRIMARY | 39.14 | -77.21
20899 | UNIQUE | GAITHERSBURG | MD | PRIMARY | 39.14 | -77.21
20765 | PO BOX | GALESVILLE | MD | PRIMARY | 38.84 | -76.54
20896 | PO BOX | GARRETT PARK | MD | PRIMARY | 39.03 | -77.09
20874 | STANDARD | GERMANTOWN | MD | PRIMARY | 39.17 | -77.26
20875 | PO BOX | GERMANTOWN | MD | PRIMARY | 39.17 | -77.26
20876 | STANDARD | GERMANTOWN | MD | PRIMARY | 39.17 | -77.26
20812 | STANDARD | GLEN ECHO | MD | PRIMARY | 38.96 | -77.14
20769 | STANDARD | GLENN DALE | MD | PRIMARY | 38.98 | -76.8
20634 | STANDARD | GREAT MILLS | MD | PRIMARY | 38.25 | -76.49
20768 | PO BOX | GREENBELT | MD | PRIMARY | 38.99 | -76.88
20770 | STANDARD | GREENBELT | MD | PRIMARY | 38.99 | -76.88
20771 | UNIQUE | GREENBELT | MD | PRIMARY | 38.99 | -76.88
20776 | STANDARD | HARWOOD | MD | PRIMARY | 38.86 | -76.6
20635 | PO BOX | HELEN | MD | PRIMARY | 38.41 | -76.73
20777 | STANDARD | HIGHLAND | MD | PRIMARY | 39.17 | -76.95
20636 | STANDARD | HOLLYWOOD | MD | PRIMARY | 38.34 | -76.57
20637 | STANDARD | HUGHESVILLE | MD | PRIMARY | 38.53 | -76.78
20639 | STANDARD | HUNTINGTOWN | MD | PRIMARY | 38.61 | -76.61
20781 | STANDARD | HYATTSVILLE | MD | PRIMARY | 38.95 | -76.95
20782 | STANDARD | HYATTSVILLE | MD | PRIMARY | 38.95 | -76.95
20783 | STANDARD | HYATTSVILLE | MD | PRIMARY | 38.95 | -76.95
20784 | STANDARD | HYATTSVILLE | MD | PRIMARY | 38.95 | -76.95
20785 | STANDARD | HYATTSVILLE | MD | PRIMARY | 38.95 | -76.95
20787 | PO BOX | HYATTSVILLE | MD | PRIMARY | 38.95 | -76.95
20788 | PO BOX | HYATTSVILLE | MD | PRIMARY | 38.95 | -76.95
20640 | STANDARD | INDIAN HEAD | MD | PRIMARY | 38.59 | -77.15
20643 | PO BOX | IRONSIDES | MD | PRIMARY | 38.49 | -77.16
20645 | STANDARD | ISSUE | MD | PRIMARY | 38.3 | -76.86
20794 | STANDARD | JESSUP | MD | PRIMARY | 39.14 | -76.77
20891 | PO BOX | KENSINGTON | MD | PRIMARY | 39.02 | -77.07
20895 | STANDARD | KENSINGTON | MD | PRIMARY | 39.02 | -77.07
20703 | PO BOX | LANHAM | MD | PRIMARY | 38.96 | -76.85
20706 | STANDARD | LANHAM | MD | PRIMARY | 38.96 | -76.85
20646 | STANDARD | LA PLATA | MD | PRIMARY | 38.53 | -76.97
20707 | STANDARD | LAUREL | MD | PRIMARY | 39.09 | -76.85
20708 | STANDARD | LAUREL | MD | PRIMARY | 39.09 | -76.85
20709 | PO BOX | LAUREL | MD | PRIMARY | 39.09 | -76.85
20723 | STANDARD | LAUREL | MD | PRIMARY | 39.09 | -76.85
20724 | STANDARD | LAUREL | MD | PRIMARY | 39.09 | -76.85
20725 | PO BOX | LAUREL | MD | PRIMARY | 39.09 | -76.85
20726 | PO BOX | LAUREL | MD | PRIMARY | 39.09 | -76.85
20650 | STANDARD | LEONARDTOWN | MD | PRIMARY | 38.29 | -76.64
20653 | STANDARD | LEXINGTON PARK | MD | PRIMARY | 38.26 | -76.44
20711 | STANDARD | LOTHIAN | MD | PRIMARY | 38.8 | -76.65
20656 | STANDARD | LOVEVILLE | MD | PRIMARY | 38.35 | -76.67
20657 | STANDARD | LUSBY | MD | PRIMARY | 38.41 | -76.45
20658 | STANDARD | MARBURY | MD | PRIMARY | 38.55 | -77.15
20659 | STANDARD | MECHANICSVILLE | MD | PRIMARY | 38.43 | -76.73
20660 | PO BOX | MORGANZA | MD | PRIMARY | 38.37 | -76.69
20712 | STANDARD | MOUNT RAINIER | MD | PRIMARY | 38.94 | -76.96
20661 | PO BOX | MOUNT VICTORIA | MD | PRIMARY | 38.33 | -76.91
20662 | STANDARD | NANJEMOY | MD | PRIMARY | 38.45 | -77.21
20664 | STANDARD | NEWBURG | MD | PRIMARY | 38.34 | -76.92
20682 | PO BOX | ROCK POINT | MD | PRIMARY | 38.34 | -76.92
20714 | STANDARD | NORTH BEACH | MD | PRIMARY | 38.7 | -76.53
20830 | PO BOX | OLNEY | MD | PRIMARY | 39.14 | -77.08
20832 | STANDARD | OLNEY | MD | PRIMARY | 39.14 | -77.08
20736 | STANDARD | OWINGS | MD | PRIMARY | 38.69 | -76.62
20667 | STANDARD | PARK HALL | MD | PRIMARY | 38.22 | -76.44
20670 | STANDARD | PATUXENT RIVER | MD | PRIMARY | 38.28 | -76.42
20674 | STANDARD | PINEY POINT | MD | PRIMARY | 38.14 | -76.5
20675 | STANDARD | POMFRET | MD | PRIMARY | 38.57 | -77.01
20837 | STANDARD | POOLESVILLE | MD | PRIMARY | 39.14 | -77.41
20676 | STANDARD | PORT REPUBLIC | MD | PRIMARY | 38.49 | -76.54
20677 | STANDARD | PORT TOBACCO | MD | PRIMARY | 38.49 | -77.04
20678 | STANDARD | PRINCE FREDERICK | MD | PRIMARY | 38.54 | -76.58
20697 | UNIQUE | SOUTHERN MD FACILITY | MD | PRIMARY | 39.03 | -76.9
20790 | UNIQUE | CAPITOL HEIGHTS | MD | PRIMARY | 38.87 | -76.9
20797 | UNIQUE | SOUTHERN MD FACILITY | MD | PRIMARY | 39.03 | -76.9
20680 | STANDARD | RIDGE | MD | PRIMARY | 38.11 | -76.37
20737 | STANDARD | RIVERDALE | MD | PRIMARY | 38.96 | -76.92
20738 | PO BOX | RIVERDALE | MD | PRIMARY | 38.96 | -76.92
20847 | PO BOX | ROCKVILLE | MD | PRIMARY | 39.08 | -77.15
20848 | PO BOX | ROCKVILLE | MD | PRIMARY | 39.08 | -77.15
20849 | PO BOX | ROCKVILLE | MD | PRIMARY | 39.08 | -77.15
20850 | STANDARD | ROCKVILLE | MD | PRIMARY | 39.08 | -77.15
20851 | STANDARD | ROCKVILLE | MD | PRIMARY | 39.08 | -77.15
20852 | STANDARD | ROCKVILLE | MD | PRIMARY | 39.08 | -77.15
20853 | STANDARD | ROCKVILLE | MD | PRIMARY | 39.08 | -77.15
20854 | STANDARD | POTOMAC | MD | PRIMARY | 39.02 | -77.19
20855 | STANDARD | DERWOOD | MD | PRIMARY | 39.13 | -77.13
20857 | UNIQUE | ROCKVILLE | MD | PRIMARY | 39.08 | -77.15
20859 | PO BOX | POTOMAC | MD | PRIMARY | 39.02 | -77.19
20684 | STANDARD | SAINT INIGOES | MD | PRIMARY | 38.15 | -76.41
20685 | STANDARD | SAINT LEONARD | MD | PRIMARY | 38.47 | -76.5
20686 | PO BOX | SAINT MARYS CITY | MD | PRIMARY | 38.18 | -76.42
20860 | STANDARD | SANDY SPRING | MD | PRIMARY | 39.14 | -77.02
20763 | STANDARD | SAVAGE | MD | PRIMARY | 39.13 | -76.81
20687 | STANDARD | SCOTLAND | MD | PRIMARY | 38.07 | -76.34
20764 | STANDARD | SHADY SIDE | MD | PRIMARY | 38.83 | -76.52
20901 | STANDARD | SILVER SPRING | MD | PRIMARY | 39.01 | -77.02
20902 | STANDARD | SILVER SPRING | MD | PRIMARY | 39.01 | -77.02
20903 | STANDARD | SILVER SPRING | MD | PRIMARY | 39.01 | -77.02
20904 | STANDARD | SILVER SPRING | MD | PRIMARY | 39.01 | -77.02
20905 | STANDARD | SILVER SPRING | MD | PRIMARY | 39.01 | -77.02
20906 | STANDARD | SILVER SPRING | MD | PRIMARY | 39.01 | -77.02
20907 | PO BOX | SILVER SPRING | MD | PRIMARY | 39.01 | -77.02
20908 | PO BOX | SILVER SPRING | MD | PRIMARY | 39.01 | -77.02
20910 | STANDARD | SILVER SPRING | MD | PRIMARY | 39.01 | -77.02
20911 | PO BOX | SILVER SPRING | MD | PRIMARY | 39.01 | -77.02
20912 | STANDARD | TAKOMA PARK | MD | PRIMARY | 38.98 | -77
20913 | PO BOX | TAKOMA PARK | MD | PRIMARY | 38.98 | -77
20914 | PO BOX | SILVER SPRING | MD | PRIMARY | 39.01 | -77.02
20915 | PO BOX | SILVER SPRING | MD | PRIMARY | 39.01 | -77.02
20916 | PO BOX | SILVER SPRING | MD | PRIMARY | 39.01 | -77.02
20918 | PO BOX | SILVER SPRING | MD | PRIMARY | 39.01 | -77.02
20993 | UNIQUE | SILVER SPRING | MD | PRIMARY | 39.03 | -76.98
20997 | UNIQUE | SILVER SPRING | MD | PRIMARY | 39.01 | -77.02
20688 | STANDARD | SOLOMONS | MD | PRIMARY | 38.33 | -76.45
20868 | STANDARD | SPENCERVILLE | MD | PRIMARY | 39.12 | -76.96
20897 | UNIQUE | SUBURB MARYLAND FAC | MD | PRIMARY | 39.08 | -77.05
20689 | STANDARD | SUNDERLAND | MD | PRIMARY | 38.64 | -76.57
20690 | STANDARD | TALL TIMBERS | MD | PRIMARY | 38.15 | -76.53
20746 | STANDARD | SUITLAND | MD | PRIMARY | 38.83 | -76.92
20748 | STANDARD | TEMPLE HILLS | MD | PRIMARY | 38.8 | -76.94
20752 | PO BOX | SUITLAND | MD | PRIMARY | 38.83 | -76.92
20757 | PO BOX | TEMPLE HILLS | MD | PRIMARY | 38.8 | -76.94
20762 | STANDARD | ANDREWS AIR FORCE BASE | MD | PRIMARY | 38.8 | -76.87
20779 | STANDARD | TRACYS LANDING | MD | PRIMARY | 38.76 | -76.58
20772 | STANDARD | UPPER MARLBORO | MD | PRIMARY | 38.81 | -76.75
20773 | PO BOX | UPPER MARLBORO | MD | PRIMARY | 38.81 | -76.75
20774 | STANDARD | UPPER MARLBORO | MD | PRIMARY | 38.81 | -76.75
20775 | PO BOX | UPPER MARLBORO | MD | PRIMARY | 38.81 | -76.75
20792 | PO BOX | UPPER MARLBORO | MD | PRIMARY | 38.82 | -76.75
20692 | STANDARD | VALLEY LEE | MD | PRIMARY | 38.18 | -76.5
20601 | STANDARD | WALDORF | MD | PRIMARY | 38.64 | -76.9
20602 | STANDARD | WALDORF | MD | PRIMARY | 38.64 | -76.9
20603 | STANDARD | WALDORF | MD | PRIMARY | 38.64 | -76.9
20604 | PO BOX | WALDORF | MD | PRIMARY | 38.64 | -76.9
20880 | PO BOX | WASHINGTON GROVE | MD | PRIMARY | 39.14 | -77.17
20693 | STANDARD | WELCOME | MD | PRIMARY | 38.45 | -77.08
20778 | STANDARD | WEST RIVER | MD | PRIMARY | 38.82 | -76.55
20695 | STANDARD | WHITE PLAINS | MD | PRIMARY | 38.59 | -76.97
20588 | UNIQUE | DHS | MD | PRIMARY | 38.74 | -76.85
20598 | UNIQUE | DHS | VA | PRIMARY | 38.86 | -77.05
21001 | STANDARD | ABERDEEN | MD | PRIMARY | 39.51 | -76.17
21005 | STANDARD | ABERDEEN PROVING GROUND | MD | PRIMARY | 39.47 | -76.13
21010 | STANDARD | GUNPOWDER | MD | PRIMARY | 39.41 | -76.38
21009 | STANDARD | ABINGDON | MD | PRIMARY | 39.46 | -76.27
21520 | STANDARD | ACCIDENT | MD | PRIMARY | 39.62 | -79.32
21710 | STANDARD | ADAMSTOWN | MD | PRIMARY | 39.29 | -77.45
21810 | PO BOX | ALLEN | MD | PRIMARY | 38.28 | -75.68
21401 | STANDARD | ANNAPOLIS | MD | PRIMARY | 38.97 | -76.5
21403 | STANDARD | ANNAPOLIS | MD | PRIMARY | 38.97 | -76.5
21404 | PO BOX | ANNAPOLIS | MD | PRIMARY | 38.97 | -76.5
21405 | STANDARD | ANNAPOLIS | MD | PRIMARY | 38.97 | -76.5
21409 | STANDARD | ANNAPOLIS | MD | PRIMARY | 39.02 | -76.45
21411 | UNIQUE | ANNAPOLIS | MD | PRIMARY | 38.97 | -76.5
21412 | UNIQUE | ANNAPOLIS | MD | PRIMARY | 38.97 | -76.5
21402 | STANDARD | ANNAPOLIS | MD | PRIMARY | 38.97 | -76.5
21012 | STANDARD | ARNOLD | MD | PRIMARY | 39.04 | -76.49
21013 | STANDARD | BALDWIN | MD | PRIMARY | 39.51 | -76.49
21092 | PO BOX | LONG GREEN | MD | PRIMARY | 39.47 | -76.52
21201 | STANDARD | BALTIMORE | MD | PRIMARY | 39.3 | -76.61
21202 | STANDARD | BALTIMORE | MD | PRIMARY | 39.3 | -76.61
21203 | PO BOX | BALTIMORE | MD | PRIMARY | 39.3 | -76.61
21204 | STANDARD | TOWSON | MD | PRIMARY | 39.39 | -76.62
21205 | STANDARD | BALTIMORE | MD | PRIMARY | 39.3 | -76.61
21206 | STANDARD | BALTIMORE | MD | PRIMARY | 39.3 | -76.61
21207 | STANDARD | GWYNN OAK | MD | PRIMARY | 39.32 | -76.72
21208 | STANDARD | PIKESVILLE | MD | PRIMARY | 39.39 | -76.7
21209 | STANDARD | BALTIMORE | MD | PRIMARY | 39.3 | -76.61
21210 | STANDARD | BALTIMORE | MD | PRIMARY | 39.3 | -76.61
21211 | STANDARD | BALTIMORE | MD | PRIMARY | 39.3 | -76.61
21212 | STANDARD | BALTIMORE | MD | PRIMARY | 39.3 | -76.61
21213 | STANDARD | BALTIMORE | MD | PRIMARY | 39.3 | -76.61
21214 | STANDARD | BALTIMORE | MD | PRIMARY | 39.3 | -76.61
21215 | STANDARD | BALTIMORE | MD | PRIMARY | 39.3 | -76.61
21216 | STANDARD | BALTIMORE | MD | PRIMARY | 39.3 | -76.61
21217 | STANDARD | BALTIMORE | MD | PRIMARY | 39.3 | -76.61
21218 | STANDARD | BALTIMORE | MD | PRIMARY | 39.3 | -76.61
21219 | STANDARD | SPARROWS POINT | MD | PRIMARY | 39.22 | -76.43
21220 | STANDARD | MIDDLE RIVER | MD | PRIMARY | 39.33 | -76.43
21221 | STANDARD | ESSEX | MD | PRIMARY | 39.3 | -76.44
21222 | STANDARD | DUNDALK | MD | PRIMARY | 39.26 | -76.49
21223 | STANDARD | BALTIMORE | MD | PRIMARY | 39.3 | -76.61
21224 | STANDARD | BALTIMORE | MD | PRIMARY | 39.3 | -76.61
21225 | STANDARD | BROOKLYN | MD | PRIMARY | 39.22 | -76.61
21226 | STANDARD | CURTIS BAY | MD | PRIMARY | 39.21 | -76.55
21227 | STANDARD | HALETHORPE | MD | PRIMARY | 39.21 | -76.72
21228 | STANDARD | CATONSVILLE | MD | PRIMARY | 39.26 | -76.74
21229 | STANDARD | BALTIMORE | MD | PRIMARY | 39.3 | -76.61
21230 | STANDARD | BALTIMORE | MD | PRIMARY | 39.3 | -76.61
21231 | STANDARD | BALTIMORE | MD | PRIMARY | 39.3 | -76.61
21233 | STANDARD | BALTIMORE | MD | PRIMARY | 39.3 | -76.61
21234 | STANDARD | PARKVILLE | MD | PRIMARY | 39.38 | -76.55
21235 | UNIQUE | BALTIMORE | MD | PRIMARY | 39.3 | -76.61
21236 | STANDARD | NOTTINGHAM | MD | PRIMARY | 39.38 | -76.48
21237 | STANDARD | ROSEDALE | MD | PRIMARY | 39.32 | -76.5
21239 | STANDARD | BALTIMORE | MD | PRIMARY | 39.3 | -76.61
21240 | STANDARD | BALTIMORE | MD | PRIMARY | 39.3 | -76.61
21241 | UNIQUE | BALTIMORE | MD | PRIMARY | 39.3 | -76.61
21244 | STANDARD | WINDSOR MILL | MD | PRIMARY | 39.33 | -76.78
21250 | UNIQUE | BALTIMORE | MD | PRIMARY | 39.3 | -76.61
21251 | UNIQUE | BALTIMORE | MD | PRIMARY | 39.3 | -76.61
21252 | UNIQUE | TOWSON | MD | PRIMARY | 39.3 | -76.61
21263 | UNIQUE | BALTIMORE | MD | PRIMARY | 39.3 | -76.61
21264 | UNIQUE | BALTIMORE | MD | PRIMARY | 39.3 | -76.61
21270 | PO BOX | BALTIMORE | MD | PRIMARY | 39.3 | -76.61
21273 | UNIQUE | BALTIMORE | MD | PRIMARY | 39.3 | -76.61
21275 | UNIQUE | BALTIMORE | MD | PRIMARY | 39.3 | -76.61
21278 | UNIQUE | BALTIMORE | MD | PRIMARY | 39.3 | -76.61
21279 | UNIQUE | BALTIMORE | MD | PRIMARY | 39.3 | -76.61
21280 | UNIQUE | BALTIMORE | MD | PRIMARY | 39.3 | -76.61
21281 | PO BOX | BALTIMORE | MD | PRIMARY | 39.3 | -76.61
21282 | PO BOX | BALTIMORE | MD | PRIMARY | 39.3 | -76.61
21284 | PO BOX | BALTIMORE | MD | PRIMARY | 39.3 | -76.61
21285 | PO BOX | BALTIMORE | MD | PRIMARY | 39.3 | -76.61
21286 | STANDARD | TOWSON | MD | PRIMARY | 39.39 | -76.62
21287 | UNIQUE | BALTIMORE | MD | PRIMARY | 39.3 | -76.61
21288 | UNIQUE | BALTIMORE | MD | PRIMARY | 39.3 | -76.61
21289 | UNIQUE | BALTIMORE | MD | PRIMARY | 39.3 | -76.61
21290 | UNIQUE | BALTIMORE | MD | PRIMARY | 39.3 | -76.61
21297 | PO BOX | BALTIMORE | MD | PRIMARY | 39.3 | -76.61
21298 | UNIQUE | BALTIMORE | MD | PRIMARY | 39.3 | -76.61
21607 | STANDARD | BARCLAY | MD | PRIMARY | 39.14 | -75.86
21521 | STANDARD | BARTON | MD | PRIMARY | 39.53 | -79.01
21014 | STANDARD | BEL AIR | MD | PRIMARY | 39.53 | -76.34
21015 | STANDARD | BEL AIR | MD | PRIMARY | 39.53 | -76.34
21017 | STANDARD | BELCAMP | MD | PRIMARY | 39.46 | -76.23
21018 | PO BOX | BENSON | MD | PRIMARY | 39.51 | -76.18
21811 | STANDARD | BERLIN | MD | PRIMARY | 38.32 | -75.21
21609 | PO BOX | BETHLEHEM | MD | PRIMARY | 38.74 | -75.93
21610 | STANDARD | BETTERTON | MD | PRIMARY | 39.36 | -76.07
21711 | STANDARD | BIG POOL | MD | PRIMARY | 39.66 | -78
21813 | STANDARD | BISHOPVILLE | MD | PRIMARY | 38.44 | -75.19
21522 | STANDARD | BITTINGER | MD | PRIMARY | 39.58 | -79.2
21814 | STANDARD | BIVALVE | MD | PRIMARY | 38.3 | -75.88
21523 | STANDARD | BLOOMINGTON | MD | PRIMARY | 39.5 | -79.11
21713 | STANDARD | BOONSBORO | MD | PRIMARY | 39.5 | -77.65
21020 | PO BOX | BORING | MD | PRIMARY | 39.57 | -76.8
21612 | STANDARD | BOZMAN | MD | PRIMARY | 38.75 | -76.26
21714 | PO BOX | BRADDOCK HEIGHTS | MD | PRIMARY | 39.41 | -77.5
21022 | PO BOX | BROOKLANDVILLE | MD | PRIMARY | 39.42 | -76.67
21715 | PO BOX | BROWNSVILLE | MD | PRIMARY | 39.38 | -77.66
21716 | STANDARD | BRUNSWICK | MD | PRIMARY | 39.31 | -77.61
21758 | STANDARD | KNOXVILLE | MD | PRIMARY | 39.35 | -77.64
21717 | PO BOX | BUCKEYSTOWN | MD | PRIMARY | 39.33 | -77.43
21718 | STANDARD | BURKITTSVILLE | MD | PRIMARY | 39.39 | -77.62
21023 | PO BOX | BUTLER | MD | PRIMARY | 39.55 | -76.68
21613 | STANDARD | CAMBRIDGE | MD | PRIMARY | 38.56 | -76.07
21719 | STANDARD | CASCADE | MD | PRIMARY | 39.7 | -77.49
21720 | PO BOX | CAVETOWN | MD | PRIMARY | 39.65 | -77.57
21913 | PO BOX | CECILTON | MD | PRIMARY | 39.4 | -75.86
21617 | STANDARD | CENTREVILLE | MD | PRIMARY | 39.04 | -76.06
21914 | PO BOX | CHARLESTOWN | MD | PRIMARY | 39.57 | -75.97
21027 | PO BOX | CHASE | MD | PRIMARY | 39.36 | -76.37
21915 | STANDARD | CHESAPEAKE CITY | MD | PRIMARY | 39.52 | -75.81
21619 | STANDARD | CHESTER | MD | PRIMARY | 38.95 | -76.28
21620 | STANDARD | CHESTERTOWN | MD | PRIMARY | 39.21 | -76.07
21690 | UNIQUE | CHESTERTOWN | MD | PRIMARY | 39.21 | -76.07
21721 | PO BOX | CHEWSVILLE | MD | PRIMARY | 39.63 | -77.68
21916 | PO BOX | CHILDS | MD | PRIMARY | 39.65 | -75.85
21622 | STANDARD | CHURCH CREEK | MD | PRIMARY | 38.5 | -76.15
21623 | STANDARD | CHURCH HILL | MD | PRIMARY | 39.14 | -75.98
21656 | PO BOX | PRICE | MD | PRIMARY | 39.14 | -75.99
21028 | STANDARD | CHURCHVILLE | MD | PRIMARY | 39.56 | -76.24
21029 | STANDARD | CLARKSVILLE | MD | PRIMARY | 39.2 | -76.94
21722 | STANDARD | CLEAR SPRING | MD | PRIMARY | 39.65 | -77.93
21030 | STANDARD | COCKEYSVILLE | MD | PRIMARY | 39.47 | -76.63
21031 | STANDARD | HUNT VALLEY | MD | PRIMARY | 39.49 | -76.65
21065 | UNIQUE | HUNT VALLEY | MD | PRIMARY | 39.49 | -76.65
21917 | STANDARD | COLORA | MD | PRIMARY | 39.66 | -76.09
21044 | STANDARD | COLUMBIA | MD | PRIMARY | 39.2 | -76.85
21045 | STANDARD | COLUMBIA | MD | PRIMARY | 39.2 | -76.85
21046 | STANDARD | COLUMBIA | MD | PRIMARY | 39.2 | -76.85
21918 | STANDARD | CONOWINGO | MD | PRIMARY | 39.68 | -76.16
21625 | STANDARD | CORDOVA | MD | PRIMARY | 38.87 | -75.99
21524 | PO BOX | CORRIGANVILLE | MD | PRIMARY | 39.69 | -78.79
21626 | STANDARD | CRAPO | MD | PRIMARY | 38.32 | -76.12
21675 | STANDARD | WINGATE | MD | PRIMARY | 38.28 | -76.08
21817 | STANDARD | CRISFIELD | MD | PRIMARY | 37.98 | -75.85
21627 | STANDARD | CROCHERON | MD | PRIMARY | 38.24 | -76.05
21114 | STANDARD | CROFTON | MD | PRIMARY | 39.01 | -76.68
21032 | STANDARD | CROWNSVILLE | MD | PRIMARY | 39.01 | -76.59
21628 | PO BOX | CRUMPTON | MD | PRIMARY | 39.23 | -75.91
21501 | PO BOX | CUMBERLAND | MD | PRIMARY | 39.65 | -78.76
21502 | STANDARD | CUMBERLAND | MD | PRIMARY | 39.65 | -78.76
21503 | PO BOX | CUMBERLAND | MD | PRIMARY | 39.65 | -78.76
21504 | PO BOX | CUMBERLAND | MD | PRIMARY | 39.65 | -78.76
21505 | PO BOX | CUMBERLAND | MD | PRIMARY | 39.65 | -78.76
21034 | STANDARD | DARLINGTON | MD | PRIMARY | 39.63 | -76.2
21035 | STANDARD | DAVIDSONVILLE | MD | PRIMARY | 38.93 | -76.63
21036 | STANDARD | DAYTON | MD | PRIMARY | 39.23 | -76.98
21821 | STANDARD | DEAL ISLAND | MD | PRIMARY | 38.15 | -75.94
21629 | STANDARD | DENTON | MD | PRIMARY | 38.88 | -75.82
21919 | STANDARD | EARLEVILLE | MD | PRIMARY | 39.41 | -75.93
21631 | STANDARD | EAST NEW MARKET | MD | PRIMARY | 38.59 | -75.92
21601 | STANDARD | EASTON | MD | PRIMARY | 38.77 | -76.06
21528 | PO BOX | ECKHART MINES | MD | PRIMARY | 39.64 | -78.87
21822 | STANDARD | EDEN | MD | PRIMARY | 38.28 | -75.65
21037 | STANDARD | EDGEWATER | MD | PRIMARY | 38.9 | -76.54
21040 | STANDARD | EDGEWOOD | MD | PRIMARY | 39.42 | -76.29
21920 | PO BOX | ELK MILLS | MD | PRIMARY | 39.65 | -75.85
21921 | STANDARD | ELKTON | MD | PRIMARY | 39.6 | -75.82
21922 | PO BOX | ELKTON | MD | PRIMARY | 39.6 | -75.82
21529 | PO BOX | ELLERSLIE | MD | PRIMARY | 39.72 | -78.77
21041 | PO BOX | ELLICOTT CITY | MD | PRIMARY | 39.27 | -76.83
21042 | STANDARD | ELLICOTT CITY | MD | PRIMARY | 39.27 | -76.83
21043 | STANDARD | ELLICOTT CITY | MD | PRIMARY | 39.27 | -76.83
21727 | STANDARD | EMMITSBURG | MD | PRIMARY | 39.7 | -77.32
21824 | STANDARD | EWELL | MD | PRIMARY | 37.98 | -76.03
21733 | STANDARD | FAIRPLAY | MD | PRIMARY | 39.53 | -77.74
21047 | STANDARD | FALLSTON | MD | PRIMARY | 39.52 | -76.42
21632 | STANDARD | FEDERALSBURG | MD | PRIMARY | 38.69 | -75.77
21048 | STANDARD | FINKSBURG | MD | PRIMARY | 39.49 | -76.88
21634 | STANDARD | FISHING CREEK | MD | PRIMARY | 38.32 | -76.23
21530 | STANDARD | FLINTSTONE | MD | PRIMARY | 39.7 | -78.56
21050 | STANDARD | FOREST HILL | MD | PRIMARY | 39.58 | -76.39
21051 | STANDARD | FORK | MD | PRIMARY | 39.47 | -76.45
21052 | PO BOX | FORT HOWARD | MD | PRIMARY | 39.2 | -76.44
21701 | STANDARD | FREDERICK | MD | PRIMARY | 39.42 | -77.41
21702 | STANDARD | FREDERICK | MD | PRIMARY | 39.42 | -77.41
21703 | STANDARD | FREDERICK | MD | PRIMARY | 39.42 | -77.41
21704 | STANDARD | FREDERICK | MD | PRIMARY | 39.42 | -77.41
21705 | PO BOX | FREDERICK | MD | PRIMARY | 39.42 | -77.41
21709 | UNIQUE | FREDERICK | MD | PRIMARY | 39.42 | -77.41
21053 | STANDARD | FREELAND | MD | PRIMARY | 39.69 | -76.72
21531 | STANDARD | FRIENDSVILLE | MD | PRIMARY | 39.66 | -79.4
21532 | STANDARD | FROSTBURG | MD | PRIMARY | 39.66 | -78.92
21826 | STANDARD | FRUITLAND | MD | PRIMARY | 38.32 | -75.62
21734 | PO BOX | FUNKSTOWN | MD | PRIMARY | 39.6 | -77.7
21635 | STANDARD | GALENA | MD | PRIMARY | 39.34 | -75.87
21054 | STANDARD | GAMBRILLS | MD | PRIMARY | 39.05 | -76.66
21930 | PO BOX | GEORGETOWN | MD | PRIMARY | 39.39 | -75.87
21056 | PO BOX | GIBSON ISLAND | MD | PRIMARY | 39.07 | -76.42
21829 | STANDARD | GIRDLETREE | MD | PRIMARY | 38.09 | -75.39
21057 | STANDARD | GLEN ARM | MD | PRIMARY | 39.44 | -76.5
21060 | STANDARD | GLEN BURNIE | MD | PRIMARY | 39.16 | -76.6
21061 | STANDARD | GLEN BURNIE | MD | PRIMARY | 39.16 | -76.6
21062 | UNIQUE | GLEN BURNIE | MD | PRIMARY | 39.16 | -76.6
21737 | STANDARD | GLENELG | MD | PRIMARY | 39.26 | -76.99
21738 | STANDARD | GLENWOOD | MD | PRIMARY | 39.28 | -77.02
21071 | PO BOX | GLYNDON | MD | PRIMARY | 39.47 | -76.81
21636 | STANDARD | GOLDSBORO | MD | PRIMARY | 39.03 | -75.78
21536 | STANDARD | GRANTSVILLE | MD | PRIMARY | 39.69 | -79.15
21638 | STANDARD | GRASONVILLE | MD | PRIMARY | 38.95 | -76.19
21639 | STANDARD | GREENSBORO | MD | PRIMARY | 38.97 | -75.8
21740 | STANDARD | HAGERSTOWN | MD | PRIMARY | 39.63 | -77.71
21741 | PO BOX | HAGERSTOWN | MD | PRIMARY | 39.63 | -77.71
21742 | STANDARD | HAGERSTOWN | MD | PRIMARY | 39.63 | -77.71
21746 | UNIQUE | HAGERSTOWN | MD | PRIMARY | 39.63 | -77.71
21747 | PO BOX | HAGERSTOWN | MD | PRIMARY | 39.63 | -77.71
21748 | UNIQUE | HAGERSTOWN | MD | PRIMARY | 39.63 | -77.71
21749 | UNIQUE | HAGERSTOWN | MD | PRIMARY | 39.63 | -77.71
21074 | STANDARD | HAMPSTEAD | MD | PRIMARY | 39.61 | -76.85
21750 | STANDARD | HANCOCK | MD | PRIMARY | 39.7 | -78.17
21075 | STANDARD | ELKRIDGE | MD | PRIMARY | 39.2 | -76.75
21076 | STANDARD | HANOVER | MD | PRIMARY | 39.16 | -76.72
21077 | STANDARD | HARMANS | MD | PRIMARY | 39.16 | -76.72
21078 | STANDARD | HAVRE DE GRACE | MD | PRIMARY | 39.54 | -76.09
21830 | STANDARD | HEBRON | MD | PRIMARY | 38.41 | -75.68
21640 | STANDARD | HENDERSON | MD | PRIMARY | 39.07 | -75.76
21641 | PO BOX | HILLSBORO | MD | PRIMARY | 38.91 | -75.94
21643 | STANDARD | HURLOCK | MD | PRIMARY | 38.62 | -75.87
21082 | STANDARD | HYDES | MD | PRIMARY | 39.48 | -76.47
21644 | STANDARD | INGLESIDE | MD | PRIMARY | 39.12 | -75.89
21084 | STANDARD | JARRETTSVILLE | MD | PRIMARY | 39.6 | -76.47
21755 | STANDARD | JEFFERSON | MD | PRIMARY | 39.36 | -77.53
21085 | STANDARD | JOPPA | MD | PRIMARY | 39.43 | -76.35
21756 | STANDARD | KEEDYSVILLE | MD | PRIMARY | 39.48 | -77.69
21645 | STANDARD | KENNEDYVILLE | MD | PRIMARY | 39.3 | -75.98
21757 | STANDARD | KEYMAR | MD | PRIMARY | 39.59 | -77.26
21087 | STANDARD | KINGSVILLE | MD | PRIMARY | 39.44 | -76.41
21538 | STANDARD | KITZMILLER | MD | PRIMARY | 39.38 | -79.18
21759 | PO BOX | LADIESBURG | MD | PRIMARY | 39.56 | -77.26
21762 | PO BOX | LIBERTYTOWN | MD | PRIMARY | 39.48 | -77.24
21835 | STANDARD | LINKWOOD | MD | PRIMARY | 38.54 | -75.94
21090 | STANDARD | LINTHICUM HEIGHTS | MD | PRIMARY | 39.2 | -76.66
21723 | STANDARD | COOKSVILLE | MD | PRIMARY | 39.31 | -77
21765 | PO BOX | LISBON | MD | PRIMARY | 39.33 | -77.07
21766 | STANDARD | LITTLE ORLEANS | MD | PRIMARY | 39.62 | -78.38
21539 | STANDARD | LONACONING | MD | PRIMARY | 39.56 | -78.97
21093 | STANDARD | LUTHERVILLE TIMONIUM | MD | PRIMARY | 39.43 | -76.64
21094 | PO BOX | LUTHERVILLE TIMONIUM | MD | PRIMARY | 39.43 | -76.64
21541 | STANDARD | MC HENRY | MD | PRIMARY | 39.55 | -79.35
21088 | PO BOX | LINEBORO | MD | PRIMARY | 39.71 | -76.84
21102 | STANDARD | MANCHESTER | MD | PRIMARY | 39.65 | -76.89
21836 | PO BOX | MANOKIN | MD | PRIMARY | 38.11 | -75.75
21837 | STANDARD | MARDELA SPRINGS | MD | PRIMARY | 38.45 | -75.75
21838 | STANDARD | MARION STATION | MD | PRIMARY | 38.01 | -75.73
21649 | STANDARD | MARYDEL | MD | PRIMARY | 39.11 | -75.74
21105 | PO BOX | MARYLAND LINE | MD | PRIMARY | 39.69 | -76.71
21650 | STANDARD | MASSEY | MD | PRIMARY | 39.31 | -75.81
21767 | STANDARD | MAUGANSVILLE | MD | PRIMARY | 39.69 | -77.75
21106 | PO BOX | MAYO | MD | PRIMARY | 38.89 | -76.5
21769 | STANDARD | MIDDLETOWN | MD | PRIMARY | 39.44 | -77.54
21542 | PO BOX | MIDLAND | MD | PRIMARY | 39.58 | -78.94
21543 | PO BOX | MIDLOTHIAN | MD | PRIMARY | 39.66 | -78.94
21108 | STANDARD | MILLERSVILLE | MD | PRIMARY | 39.05 | -76.64
21651 | STANDARD | MILLINGTON | MD | PRIMARY | 39.25 | -75.84
21111 | STANDARD | MONKTON | MD | PRIMARY | 39.57 | -76.58
21770 | STANDARD | MONROVIA | MD | PRIMARY | 39.35 | -77.25
21771 | STANDARD | MOUNT AIRY | MD | PRIMARY | 39.37 | -77.15
21545 | STANDARD | MOUNT SAVAGE | MD | PRIMARY | 39.69 | -78.88
21773 | STANDARD | MYERSVILLE | MD | PRIMARY | 39.5 | -77.56
21840 | STANDARD | NANTICOKE | MD | PRIMARY | 38.27 | -75.9
21652 | PO BOX | NEAVITT | MD | PRIMARY | 38.72 | -76.28
21841 | STANDARD | NEWARK | MD | PRIMARY | 38.25 | -75.29
21653 | PO BOX | NEWCOMB | MD | PRIMARY | 38.75 | -76.19
21754 | STANDARD | IJAMSVILLE | MD | PRIMARY | 39.33 | -77.31
21774 | STANDARD | NEW MARKET | MD | PRIMARY | 39.38 | -77.27
21775 | PO BOX | NEW MIDWAY | MD | PRIMARY | 39.55 | -77.3
21776 | STANDARD | NEW WINDSOR | MD | PRIMARY | 39.54 | -77.1
21901 | STANDARD | NORTH EAST | MD | PRIMARY | 39.6 | -75.94
21550 | STANDARD | OAKLAND | MD | PRIMARY | 39.41 | -79.41
21842 | STANDARD | OCEAN CITY | MD | PRIMARY | 38.33 | -75.08
21843 | PO BOX | OCEAN CITY | MD | PRIMARY | 38.33 | -75.08
21113 | STANDARD | ODENTON | MD | PRIMARY | 39.06 | -76.69
21555 | STANDARD | OLDTOWN | MD | PRIMARY | 39.54 | -78.61
21117 | STANDARD | OWINGS MILLS | MD | PRIMARY | 39.41 | -76.79
21654 | STANDARD | OXFORD | MD | PRIMARY | 38.68 | -76.17
21120 | STANDARD | PARKTON | MD | PRIMARY | 39.65 | -76.67
21849 | STANDARD | PARSONSBURG | MD | PRIMARY | 38.38 | -75.47
21122 | STANDARD | PASADENA | MD | PRIMARY | 39.11 | -76.55
21123 | PO BOX | PASADENA | MD | PRIMARY | 39.11 | -76.55
21128 | STANDARD | PERRY HALL | MD | PRIMARY | 39.4 | -76.47
21130 | PO BOX | PERRYMAN | MD | PRIMARY | 39.46 | -76.2
21902 | PO BOX | PERRY POINT | MD | PRIMARY | 39.6 | -75.95
21903 | STANDARD | PERRYVILLE | MD | PRIMARY | 39.57 | -76.06
21131 | STANDARD | PHOENIX | MD | PRIMARY | 39.5 | -76.56
21556 | PO BOX | PINTO | MD | PRIMARY | 39.54 | -78.89
21850 | STANDARD | PITTSVILLE | MD | PRIMARY | 38.39 | -75.41
21852 | PO BOX | POWELLVILLE | MD | PRIMARY | 38.32 | -75.37
21851 | STANDARD | POCOMOKE CITY | MD | PRIMARY | 38.06 | -75.56
21777 | STANDARD | POINT OF ROCKS | MD | PRIMARY | 39.27 | -77.53
21904 | STANDARD | PORT DEPOSIT | MD | PRIMARY | 39.6 | -76.11
21655 | STANDARD | PRESTON | MD | PRIMARY | 38.71 | -75.9
21853 | STANDARD | PRINCESS ANNE | MD | PRIMARY | 38.2 | -75.69
21132 | STANDARD | PYLESVILLE | MD | PRIMARY | 39.68 | -76.37
21856 | STANDARD | QUANTICO | MD | PRIMARY | 38.32 | -75.79
21657 | STANDARD | QUEEN ANNE | MD | PRIMARY | 38.91 | -75.95
21658 | STANDARD | QUEENSTOWN | MD | PRIMARY | 38.98 | -76.15
21133 | STANDARD | RANDALLSTOWN | MD | PRIMARY | 39.37 | -76.8
21557 | STANDARD | RAWLINGS | MD | PRIMARY | 39.53 | -78.88
21857 | PO BOX | REHOBETH | MD | PRIMARY | 38.03 | -75.66
21136 | STANDARD | REISTERSTOWN | MD | PRIMARY | 39.45 | -76.81
21659 | STANDARD | RHODESDALE | MD | PRIMARY | 38.59 | -75.79
21139 | PO BOX | RIDERWOOD | MD | PRIMARY | 39.4 | -76.6
21660 | STANDARD | RIDGELY | MD | PRIMARY | 38.94 | -75.88
21911 | STANDARD | RISING SUN | MD | PRIMARY | 39.69 | -76.06
21140 | STANDARD | RIVA | MD | PRIMARY | 38.94 | -76.58
21661 | STANDARD | ROCK HALL | MD | PRIMARY | 39.14 | -76.24
21778 | STANDARD | ROCKY RIDGE | MD | PRIMARY | 39.61 | -77.33
21779 | STANDARD | ROHRERSVILLE | MD | PRIMARY | 39.43 | -77.65
21662 | STANDARD | ROYAL OAK | MD | PRIMARY | 38.74 | -76.17
21780 | STANDARD | SABILLASVILLE | MD | PRIMARY | 39.7 | -77.45
21781 | PO BOX | SAINT JAMES | MD | PRIMARY | 39.57 | -77.82
21624 | PO BOX | CLAIBORNE | MD | PRIMARY | 38.82 | -76.28
21647 | STANDARD | MCDANIEL | MD | PRIMARY | 38.82 | -76.28
21663 | STANDARD | SAINT MICHAELS | MD | PRIMARY | 38.78 | -76.22
21801 | STANDARD | SALISBURY | MD | PRIMARY | 38.37 | -75.58
21802 | PO BOX | SALISBURY | MD | PRIMARY | 38.37 | -75.58
21803 | PO BOX | SALISBURY | MD | PRIMARY | 38.37 | -75.58
21804 | STANDARD | SALISBURY | MD | PRIMARY | 38.37 | -75.58
21664 | PO BOX | SECRETARY | MD | PRIMARY | 38.6 | -75.94
21144 | STANDARD | SEVERN | MD | PRIMARY | 39.13 | -76.69
21146 | STANDARD | SEVERNA PARK | MD | PRIMARY | 39.08 | -76.57
21782 | STANDARD | SHARPSBURG | MD | PRIMARY | 39.45 | -77.74
21861 | PO BOX | SHARPTOWN | MD | PRIMARY | 38.53 | -75.72
21665 | STANDARD | SHERWOOD | MD | PRIMARY | 38.74 | -76.32
21862 | STANDARD | SHOWELL | MD | PRIMARY | 38.39 | -75.21
21150 | PO BOX | SIMPSONVILLE | MD | PRIMARY | 39.18 | -76.88
21783 | STANDARD | SMITHSBURG | MD | PRIMARY | 39.65 | -77.57
21863 | STANDARD | SNOW HILL | MD | PRIMARY | 38.17 | -75.39
21152 | STANDARD | SPARKS GLENCOE | MD | PRIMARY | 39.54 | -76.68
21560 | PO BOX | SPRING GAP | MD | PRIMARY | 39.59 | -78.69
21153 | PO BOX | STEVENSON | MD | PRIMARY | 39.42 | -76.7
21666 | STANDARD | STEVENSVILLE | MD | PRIMARY | 38.99 | -76.3
21667 | STANDARD | STILL POND | MD | PRIMARY | 39.32 | -76.05
21864 | STANDARD | STOCKTON | MD | PRIMARY | 38.05 | -75.4
21154 | STANDARD | STREET | MD | PRIMARY | 39.65 | -76.34
21668 | STANDARD | SUDLERSVILLE | MD | PRIMARY | 39.18 | -75.85
21561 | STANDARD | SWANTON | MD | PRIMARY | 39.47 | -79.21
21784 | STANDARD | SYKESVILLE | MD | PRIMARY | 39.37 | -76.97
21787 | STANDARD | TANEYTOWN | MD | PRIMARY | 39.65 | -77.16
21669 | PO BOX | TAYLORS ISLAND | MD | PRIMARY | 38.46 | -76.3
21670 | PO BOX | TEMPLEVILLE | MD | PRIMARY | 39.13 | -75.76
21788 | STANDARD | THURMONT | MD | PRIMARY | 39.62 | -77.4
21671 | STANDARD | TILGHMAN | MD | PRIMARY | 38.69 | -76.33
21672 | STANDARD | TODDVILLE | MD | PRIMARY | 38.27 | -76.05
21673 | STANDARD | TRAPPE | MD | PRIMARY | 38.65 | -76.05
21790 | STANDARD | TUSCARORA | MD | PRIMARY | 39.26 | -77.5
21865 | STANDARD | TYASKIN | MD | PRIMARY | 38.32 | -75.87
21866 | PO BOX | TYLERTON | MD | PRIMARY | 37.96 | -76.01
21791 | STANDARD | UNION BRIDGE | MD | PRIMARY | 39.56 | -77.17
21792 | PO BOX | UNIONVILLE | MD | PRIMARY | 39.51 | -77.11
21155 | STANDARD | UPPERCO | MD | PRIMARY | 39.57 | -76.8
21867 | PO BOX | UPPER FAIRMOUNT | MD | PRIMARY | 38.1 | -75.79
21156 | STANDARD | UPPER FALLS | MD | PRIMARY | 39.43 | -76.4
21869 | STANDARD | VIENNA | MD | PRIMARY | 38.48 | -75.82
21793 | STANDARD | WALKERSVILLE | MD | PRIMARY | 39.48 | -77.35
21912 | STANDARD | WARWICK | MD | PRIMARY | 39.42 | -75.8
21540 | STANDARD | LUKE | MD | PRIMARY | 39.47 | -79.06
21562 | STANDARD | WESTERNPORT | MD | PRIMARY | 39.48 | -79.04
21794 | STANDARD | WEST FRIENDSHIP | MD | PRIMARY | 39.3 | -76.95
21157 | STANDARD | WESTMINSTER | MD | PRIMARY | 39.57 | -77
21158 | STANDARD | WESTMINSTER | MD | PRIMARY | 39.57 | -77
21871 | STANDARD | WESTOVER | MD | PRIMARY | 38.12 | -75.7
21890 | UNIQUE | WESTOVER | MD | PRIMARY | 38.12 | -75.7
21872 | STANDARD | WHALEYVILLE | MD | PRIMARY | 38.4 | -75.3
21160 | STANDARD | WHITEFORD | MD | PRIMARY | 39.7 | -76.34
21161 | STANDARD | WHITE HALL | MD | PRIMARY | 39.65 | -76.56
21162 | STANDARD | WHITE MARSH | MD | PRIMARY | 39.38 | -76.45
21874 | STANDARD | WILLARDS | MD | PRIMARY | 38.39 | -75.34
21795 | STANDARD | WILLIAMSPORT | MD | PRIMARY | 39.59 | -77.81
21676 | STANDARD | WITTMAN | MD | PRIMARY | 38.78 | -76.3
21797 | STANDARD | WOODBINE | MD | PRIMARY | 39.33 | -77.06
21798 | STANDARD | WOODSBORO | MD | PRIMARY | 39.53 | -77.31
21104 | STANDARD | MARRIOTTSVILLE | MD | PRIMARY | 39.35 | -76.89
21163 | STANDARD | WOODSTOCK | MD | PRIMARY | 39.32 | -76.87
21648 | STANDARD | MADISON | MD | PRIMARY | 38.5 | -76.22
21677 | STANDARD | WOOLFORD | MD | PRIMARY | 38.5 | -76.18
21678 | STANDARD | WORTON | MD | PRIMARY | 39.29 | -76.11
21679 | STANDARD | WYE MILLS | MD | PRIMARY | 38.91 | -76.08
21875 | STANDARD | DELMAR | MD | PRIMARY | 38.45 | -75.57
20105 | STANDARD | ALDIE | VA | PRIMARY | 38.97 | -77.64
22301 | STANDARD | ALEXANDRIA | VA | PRIMARY | 38.82 | -77.08
22302 | STANDARD | ALEXANDRIA | VA | PRIMARY | 38.82 | -77.08
22303 | STANDARD | ALEXANDRIA | VA | PRIMARY | 38.82 | -77.08
22304 | STANDARD | ALEXANDRIA | VA | PRIMARY | 38.82 | -77.08
22305 | STANDARD | ALEXANDRIA | VA | PRIMARY | 38.82 | -77.08
22306 | STANDARD | ALEXANDRIA | VA | PRIMARY | 38.82 | -77.08
22307 | STANDARD | ALEXANDRIA | VA | PRIMARY | 38.82 | -77.08
22308 | STANDARD | ALEXANDRIA | VA | PRIMARY | 38.82 | -77.08
22309 | STANDARD | ALEXANDRIA | VA | PRIMARY | 38.82 | -77.08
22310 | STANDARD | ALEXANDRIA | VA | PRIMARY | 38.82 | -77.08
22311 | STANDARD | ALEXANDRIA | VA | PRIMARY | 38.82 | -77.08
22312 | STANDARD | ALEXANDRIA | VA | PRIMARY | 38.82 | -77.08
22313 | PO BOX | ALEXANDRIA | VA | PRIMARY | 38.82 | -77.08
22314 | STANDARD | ALEXANDRIA | VA | PRIMARY | 38.82 | -77.08
22315 | STANDARD | ALEXANDRIA | VA | PRIMARY | 38.82 | -77.08
22320 | PO BOX | ALEXANDRIA | VA | PRIMARY | 38.82 | -77.08
22331 | STANDARD | ALEXANDRIA | VA | PRIMARY | 38.82 | -77.08
22332 | STANDARD | ALEXANDRIA | VA | PRIMARY | 38.82 | -77.08
22333 | UNIQUE | ALEXANDRIA | VA | PRIMARY | 38.82 | -77.08
22334 | UNIQUE | ALEXANDRIA | VA | PRIMARY | 38.82 | -77.08
22350 | UNIQUE | ALEXANDRIA | VA | PRIMARY | 48.31 | -2.12
20106 | STANDARD | AMISSVILLE | VA | PRIMARY | 38.67 | -77.99
22003 | STANDARD | ANNANDALE | VA | PRIMARY | 38.83 | -77.21
22201 | STANDARD | ARLINGTON | VA | PRIMARY | 38.87 | -77.1
22202 | STANDARD | ARLINGTON | VA | PRIMARY | 38.87 | -77.1
22203 | STANDARD | ARLINGTON | VA | PRIMARY | 38.87 | -77.1
22204 | STANDARD | ARLINGTON | VA | PRIMARY | 38.87 | -77.1
22205 | STANDARD | ARLINGTON | VA | PRIMARY | 38.87 | -77.1
22206 | STANDARD | ARLINGTON | VA | PRIMARY | 38.87 | -77.1
22207 | STANDARD | ARLINGTON | VA | PRIMARY | 38.87 | -77.1
22209 | STANDARD | ARLINGTON | VA | PRIMARY | 38.87 | -77.1
22210 | PO BOX | ARLINGTON | VA | PRIMARY | 38.87 | -77.1
22211 | STANDARD | FORT MYER | VA | PRIMARY | 38.87 | -77.07
22212 | UNIQUE | ARLINGTON | VA | PRIMARY | 38.87 | -77.1
22213 | STANDARD | ARLINGTON | VA | PRIMARY | 38.87 | -77.1
22214 | STANDARD | ARLINGTON | VA | PRIMARY | 38.87 | -77.1
22215 | PO BOX | ARLINGTON | VA | PRIMARY | 38.87 | -77.1
22216 | PO BOX | ARLINGTON | VA | PRIMARY | 38.87 | -77.1
22217 | UNIQUE | ARLINGTON | VA | PRIMARY | 38.87 | -77.1
22219 | PO BOX | ARLINGTON | VA | PRIMARY | 38.87 | -77.1
22222 | UNIQUE | ARLINGTON | VA | PRIMARY | 38.87 | -77.1
22225 | UNIQUE | ARLINGTON | VA | PRIMARY | 38.87 | -77.1
22226 | UNIQUE | ARLINGTON | VA | PRIMARY | 38.87 | -77.1
22227 | UNIQUE | ARLINGTON | VA | PRIMARY | 38.87 | -77.1
22230 | UNIQUE | ARLINGTON | VA | PRIMARY | 38.87 | -77.1
22240 | UNIQUE | ARLINGTON | VA | PRIMARY | 38.87 | -77.1
22241 | UNIQUE | ARLINGTON | VA | PRIMARY | 38.87 | -77.1
22242 | UNIQUE | ARLINGTON | VA | PRIMARY | 38.87 | -77.1
22243 | UNIQUE | ARLINGTON | VA | PRIMARY | 38.87 | -77.1
22244 | UNIQUE | ARLINGTON | VA | PRIMARY | 38.87 | -77.1
22245 | UNIQUE | ARLINGTON | VA | PRIMARY | 38.87 | -77.1
22246 | UNIQUE | ARLINGTON | VA | PRIMARY | 38.87 | -77.1
20146 | PO BOX | ASHBURN | VA | PRIMARY | 39.04 | -77.48
20147 | STANDARD | ASHBURN | VA | PRIMARY | 39.04 | -77.48
20148 | STANDARD | ASHBURN | VA | PRIMARY | 39.04 | -77.48
20149 | UNIQUE | ASHBURN | VA | PRIMARY | 39.04 | -77.48
22712 | STANDARD | BEALETON | VA | PRIMARY | 38.57 | -77.76
22610 | STANDARD | BENTONVILLE | VA | PRIMARY | 38.83 | -78.31
22611 | STANDARD | BERRYVILLE | VA | PRIMARY | 39.14 | -77.98
20135 | STANDARD | BLUEMONT | VA | PRIMARY | 39.11 | -77.83
22713 | STANDARD | BOSTON | VA | PRIMARY | 38.54 | -78.14
22716 | STANDARD | CASTLETON | VA | PRIMARY | 38.6 | -78.1
22620 | STANDARD | BOYCE | VA | PRIMARY | 39.09 | -78.05
22714 | STANDARD | BRANDY STATION | VA | PRIMARY | 38.52 | -77.89
22715 | STANDARD | BRIGHTWOOD | VA | PRIMARY | 38.41 | -78.16
20136 | STANDARD | BRISTOW | VA | PRIMARY | 38.73 | -77.55
20137 | STANDARD | BROAD RUN | VA | PRIMARY | 38.81 | -77.72
20138 | PO BOX | CALVERTON | VA | PRIMARY | 38.63 | -77.67
20139 | PO BOX | CASANOVA | VA | PRIMARY | 38.61 | -77.64
20143 | STANDARD | CATHARPIN | VA | PRIMARY | 38.84 | -77.56
20119 | STANDARD | CATLETT | VA | PRIMARY | 38.61 | -77.64
20120 | STANDARD | CENTREVILLE | VA | PRIMARY | 38.84 | -77.44
20121 | STANDARD | CENTREVILLE | VA | PRIMARY | 38.84 | -77.44
20122 | PO BOX | CENTREVILLE | VA | PRIMARY | 38.84 | -77.44
22622 | PO BOX | BRUCETOWN | VA | PRIMARY | 39.25 | -78.05
22624 | STANDARD | CLEAR BROOK | VA | PRIMARY | 39.26 | -78.1
20124 | STANDARD | CLIFTON | VA | PRIMARY | 38.77 | -77.38
22625 | STANDARD | CROSS JUNCTION | VA | PRIMARY | 39.32 | -78.29
22701 | STANDARD | CULPEPER | VA | PRIMARY | 38.47 | -78
22722 | STANDARD | HAYWOOD | VA | PRIMARY | 38.46 | -78.17
20144 | STANDARD | DELAPLANE | VA | PRIMARY | 38.92 | -77.92
20101 | UNIQUE | DULLES | VA | PRIMARY | 38.92 | -77.35
20102 | UNIQUE | DULLES | VA | PRIMARY | 38.92 | -77.35
20103 | UNIQUE | DULLES | VA | PRIMARY | 38.92 | -77.35
20104 | UNIQUE | DULLES | VA | PRIMARY | 38.92 | -77.35
20189 | STANDARD | DULLES | VA | PRIMARY | 38.9 | -77.04
22025 | STANDARD | DUMFRIES | VA | PRIMARY | 38.6 | -77.34
22026 | STANDARD | DUMFRIES | VA | PRIMARY | 38.56 | -77.32
22718 | STANDARD | ELKWOOD | VA | PRIMARY | 38.51 | -77.85
20151 | STANDARD | CHANTILLY | VA | PRIMARY | 38.87 | -77.4
20152 | STANDARD | CHANTILLY | VA | PRIMARY | 38.87 | -77.4
20153 | PO BOX | CHANTILLY | VA | PRIMARY | 38.87 | -77.4
22030 | STANDARD | FAIRFAX | VA | PRIMARY | 38.85 | -77.29
22031 | STANDARD | FAIRFAX | VA | PRIMARY | 38.85 | -77.29
22032 | STANDARD | FAIRFAX | VA | PRIMARY | 38.85 | -77.29
22033 | STANDARD | FAIRFAX | VA | PRIMARY | 38.85 | -77.29
22034 | STANDARD | FAIRFAX | VA | PRIMARY | 38.85 | -77.29
22035 | STANDARD | FAIRFAX | VA | PRIMARY | 38.85 | -77.29
22036 | STANDARD | FAIRFAX | VA | PRIMARY | 38.85 | -77.29
22037 | UNIQUE | FAIRFAX | VA | PRIMARY | 38.85 | -77.29
22038 | PO BOX | FAIRFAX | VA | PRIMARY | 38.85 | -77.29
22039 | STANDARD | FAIRFAX STATION | VA | PRIMARY | 38.8 | -77.32
22040 | PO BOX | FALLS CHURCH | VA | PRIMARY | 38.88 | -77.17
22041 | STANDARD | FALLS CHURCH | VA | PRIMARY | 38.88 | -77.17
22042 | STANDARD | FALLS CHURCH | VA | PRIMARY | 38.88 | -77.17
22043 | STANDARD | FALLS CHURCH | VA | PRIMARY | 38.88 | -77.17
22044 | STANDARD | FALLS CHURCH | VA | PRIMARY | 38.88 | -77.17
22046 | STANDARD | FALLS CHURCH | VA | PRIMARY | 38.88 | -77.17
22626 | PO BOX | FISHERS HILL | VA | PRIMARY | 38.97 | -78.4
22627 | STANDARD | FLINT HILL | VA | PRIMARY | 38.76 | -78.1
22640 | STANDARD | HUNTLY | VA | PRIMARY | 38.8 | -78.14
22060 | STANDARD | FORT BELVOIR | VA | PRIMARY | 38.7 | -77.14
22652 | STANDARD | FORT VALLEY | VA | PRIMARY | 38.84 | -78.42
22623 | PO BOX | CHESTER GAP | VA | PRIMARY | 38.85 | -78.13
22630 | STANDARD | FRONT ROYAL | VA | PRIMARY | 38.92 | -78.18
20155 | STANDARD | GAINESVILLE | VA | PRIMARY | 38.79 | -77.61
20156 | PO BOX | GAINESVILLE | VA | PRIMARY | 38.79 | -77.61
22720 | STANDARD | GOLDVEIN | VA | PRIMARY | 38.44 | -77.65
22637 | STANDARD | GORE | VA | PRIMARY | 39.26 | -78.33
22066 | STANDARD | GREAT FALLS | VA | PRIMARY | 39.01 | -77.28
20158 | STANDARD | HAMILTON | VA | PRIMARY | 39.13 | -77.66
20159 | PO BOX | HAMILTON | VA | PRIMARY | 39.13 | -77.66
20168 | PO BOX | HAYMARKET | VA | PRIMARY | 38.81 | -77.63
20169 | STANDARD | HAYMARKET | VA | PRIMARY | 38.81 | -77.63
20170 | STANDARD | HERNDON | VA | PRIMARY | 38.96 | -77.38
20171 | STANDARD | HERNDON | VA | PRIMARY | 38.96 | -77.38
20172 | PO BOX | HERNDON | VA | PRIMARY | 38.96 | -77.38
20190 | STANDARD | RESTON | VA | PRIMARY | 38.95 | -77.34
20191 | STANDARD | RESTON | VA | PRIMARY | 38.95 | -77.34
20192 | UNIQUE | HERNDON | VA | PRIMARY | 38.96 | -77.38
20194 | STANDARD | RESTON | VA | PRIMARY | 38.95 | -77.34
20195 | PO BOX | RESTON | VA | PRIMARY | 38.95 | -77.34
20196 | UNIQUE | RESTON | VA | PRIMARY | 38.95 | -77.34
22095 | UNIQUE | HERNDON | VA | PRIMARY | 38.96 | -77.38
22096 | UNIQUE | RESTON | VA | PRIMARY | 38.95 | -77.34
22723 | STANDARD | HOOD | VA | PRIMARY | 38.35 | -78.38
22639 | STANDARD | HUME | VA | PRIMARY | 38.83 | -77.99
22724 | STANDARD | JEFFERSONTON | VA | PRIMARY | 38.63 | -77.91
20175 | STANDARD | LEESBURG | VA | PRIMARY | 39.1 | -77.55
20176 | STANDARD | LEESBURG | VA | PRIMARY | 39.1 | -77.55
20177 | PO BOX | LEESBURG | VA | PRIMARY | 39.1 | -77.55
20178 | PO BOX | LEESBURG | VA | PRIMARY | 39.1 | -77.55
22725 | STANDARD | LEON | VA | PRIMARY | 38.45 | -78.15
22726 | STANDARD | LIGNUM | VA | PRIMARY | 38.41 | -77.82
22736 | STANDARD | RICHARDSVILLE | VA | PRIMARY | 38.4 | -77.72
22642 | STANDARD | LINDEN | VA | PRIMARY | 38.9 | -78.07
22079 | STANDARD | LORTON | VA | PRIMARY | 38.7 | -77.24
22199 | PO BOX | LORTON | VA | PRIMARY | 38.7 | -77.24
20180 | STANDARD | LOVETTSVILLE | VA | PRIMARY | 39.27 | -77.63
22067 | STANDARD | GREENWAY | VA | PRIMARY | 38.93 | -77.16
22101 | STANDARD | MC LEAN | VA | PRIMARY | 38.94 | -77.19
22102 | STANDARD | MC LEAN | VA | PRIMARY | 38.94 | -77.19
22103 | PO BOX | WEST MCLEAN | VA | PRIMARY | 38.93 | -77.16
22106 | PO BOX | MC LEAN | VA | PRIMARY | 38.94 | -77.19
22107 | UNIQUE | MC LEAN | VA | PRIMARY | 38.93 | -77.18
22108 | UNIQUE | MC LEAN | VA | PRIMARY | 38.93 | -77.18
22109 | UNIQUE | MC LEAN | VA | PRIMARY | 38.94 | -77.19
22709 | STANDARD | ARODA | VA | PRIMARY | 38.32 | -78.24
22711 | STANDARD | BANCO | VA | PRIMARY | 38.4 | -78.33
22719 | STANDARD | ETLAN | VA | PRIMARY | 38.52 | -78.26
22727 | STANDARD | MADISON | VA | PRIMARY | 38.37 | -78.25
20108 | PO BOX | MANASSAS | VA | PRIMARY | 38.74 | -77.48
20109 | STANDARD | MANASSAS | VA | PRIMARY | 38.74 | -77.48
20110 | STANDARD | MANASSAS | VA | PRIMARY | 38.74 | -77.48
20111 | STANDARD | MANASSAS | VA | PRIMARY | 38.74 | -77.48
20112 | STANDARD | MANASSAS | VA | PRIMARY | 38.74 | -77.48
20113 | PO BOX | MANASSAS | VA | PRIMARY | 38.74 | -77.48
22643 | STANDARD | MARKHAM | VA | PRIMARY | 38.9 | -78
20115 | STANDARD | MARSHALL | VA | PRIMARY | 38.87 | -77.85
20116 | PO BOX | MARSHALL | VA | PRIMARY | 38.87 | -77.85
22644 | STANDARD | MAURERTOWN | VA | PRIMARY | 38.98 | -78.51
20117 | STANDARD | MIDDLEBURG | VA | PRIMARY | 38.97 | -77.73
20118 | PO BOX | MIDDLEBURG | VA | PRIMARY | 38.97 | -77.73
22645 | STANDARD | MIDDLETOWN | VA | PRIMARY | 39.02 | -78.27
22649 | STANDARD | MIDDLETOWN | VA | PRIMARY | 39.02 | -78.27
22728 | STANDARD | MIDLAND | VA | PRIMARY | 38.59 | -77.72
22646 | PO BOX | MILLWOOD | VA | PRIMARY | 39.06 | -78.03
22729 | STANDARD | MITCHELLS | VA | PRIMARY | 38.37 | -78
22121 | PO BOX | MOUNT VERNON | VA | PRIMARY | 38.71 | -77.1
22122 | PO BOX | NEWINGTON | VA | PRIMARY | 38.73 | -77.2
20181 | STANDARD | NOKESVILLE | VA | PRIMARY | 38.69 | -77.58
20182 | PO BOX | NOKESVILLE | VA | PRIMARY | 38.69 | -77.58
22081 | STANDARD | MERRIFIELD | VA | PRIMARY | 38.87 | -77.24
22082 | UNIQUE | MERRIFIELD | VA | PRIMARY | 38.87 | -77.24
22116 | PO BOX | MERRIFIELD | VA | PRIMARY | 38.87 | -77.24
22119 | UNIQUE | MERRIFIELD | VA | PRIMARY | 38.87 | -77.24
22730 | STANDARD | OAKPARK | VA | PRIMARY | 38.36 | -78.16
22125 | PO BOX | OCCOQUAN | VA | PRIMARY | 38.68 | -77.26
20128 | PO BOX | ORLEAN | VA | PRIMARY | 38.74 | -77.96
20129 | STANDARD | PAEONIAN SPRINGS | VA | PRIMARY | 39.16 | -77.61
20131 | PO BOX | PHILOMONT | VA | PRIMARY | 39.05 | -77.74
22731 | STANDARD | PRATTS | VA | PRIMARY | 38.35 | -78.27
20132 | STANDARD | PURCELLVILLE | VA | PRIMARY | 39.13 | -77.71
20134 | PO BOX | PURCELLVILLE | VA | PRIMARY | 39.13 | -77.71
20160 | PO BOX | LINCOLN | VA | PRIMARY | 39.11 | -77.69
22134 | STANDARD | QUANTICO | VA | PRIMARY | 38.52 | -77.29
22135 | UNIQUE | QUANTICO | VA | PRIMARY | 38.52 | -77.29
22732 | STANDARD | RADIANT | VA | PRIMARY | 38.31 | -78.17
22733 | STANDARD | RAPIDAN | VA | PRIMARY | 38.31 | -78.06
20140 | PO BOX | RECTORTOWN | VA | PRIMARY | 38.81 | -77.9
22734 | STANDARD | REMINGTON | VA | PRIMARY | 38.53 | -77.8
22735 | STANDARD | REVA | VA | PRIMARY | 38.49 | -78.13
22118 | UNIQUE | MERRIFIELD | VA | PRIMARY | 38.87 | -77.24
22650 | STANDARD | RILEYVILLE | VA | PRIMARY | 38.76 | -78.38
22737 | STANDARD | RIXEYVILLE | VA | PRIMARY | 38.58 | -77.97
22746 | STANDARD | VIEWTOWN | VA | PRIMARY | 38.63 | -78.03
22738 | STANDARD | ROCHELLE | VA | PRIMARY | 38.29 | -78.27
20141 | STANDARD | ROUND HILL | VA | PRIMARY | 39.13 | -77.77
20142 | PO BOX | ROUND HILL | VA | PRIMARY | 39.13 | -77.77
22739 | PO BOX | SOMERVILLE | VA | PRIMARY | 38.52 | -77.6
22740 | STANDARD | SPERRYVILLE | VA | PRIMARY | 38.67 | -78.25
22749 | STANDARD | WOODVILLE | VA | PRIMARY | 38.6 | -78.17
22009 | PO BOX | BURKE | VA | PRIMARY | 38.78 | -77.27
22015 | STANDARD | BURKE | VA | PRIMARY | 38.78 | -77.27
22150 | STANDARD | SPRINGFIELD | VA | PRIMARY | 38.78 | -77.17
22151 | STANDARD | SPRINGFIELD | VA | PRIMARY | 38.78 | -77.17
22152 | STANDARD | SPRINGFIELD | VA | PRIMARY | 38.78 | -77.17
22153 | STANDARD | SPRINGFIELD | VA | PRIMARY | 38.78 | -77.17
22156 | UNIQUE | SPRINGFIELD | VA | PRIMARY | 38.78 | -77.17
22158 | UNIQUE | SPRINGFIELD | VA | PRIMARY | 38.78 | -77.17
22159 | UNIQUE | SPRINGFIELD | VA | PRIMARY | 38.78 | -77.17
22160 | UNIQUE | SPRINGFIELD | VA | PRIMARY | 38.78 | -77.17
22161 | UNIQUE | SPRINGFIELD | VA | PRIMARY | 38.78 | -77.17
22654 | STANDARD | STAR TANNERY | VA | PRIMARY | 39.08 | -78.45
22655 | STANDARD | STEPHENS CITY | VA | PRIMARY | 39.09 | -78.22
22656 | STANDARD | STEPHENSON | VA | PRIMARY | 39.2 | -78.09
20163 | PO BOX | STERLING | VA | PRIMARY | 39 | -77.4
20164 | STANDARD | STERLING | VA | PRIMARY | 39 | -77.4
20165 | STANDARD | STERLING | VA | PRIMARY | 39 | -77.4
20166 | STANDARD | STERLING | VA | PRIMARY | 39 | -77.4
20167 | PO BOX | STERLING | VA | PRIMARY | 39 | -77.4
22741 | STANDARD | STEVENSBURG | VA | PRIMARY | 38.44 | -77.9
22641 | STANDARD | STRASBURG | VA | PRIMARY | 38.98 | -78.35
22657 | STANDARD | STRASBURG | VA | PRIMARY | 38.98 | -78.35
22742 | STANDARD | SUMERDUCK | VA | PRIMARY | 38.46 | -77.72
22743 | STANDARD | SYRIA | VA | PRIMARY | 38.48 | -78.32
20198 | STANDARD | THE PLAINS | VA | PRIMARY | 38.86 | -77.77
22660 | STANDARD | TOMS BROOK | VA | PRIMARY | 38.94 | -78.43
22172 | STANDARD | TRIANGLE | VA | PRIMARY | 38.54 | -77.31
20130 | STANDARD | PARIS | VA | PRIMARY | 39 | -77.95
20184 | STANDARD | UPPERVILLE | VA | PRIMARY | 38.99 | -77.88
20185 | PO BOX | UPPERVILLE | VA | PRIMARY | 38.99 | -77.88
22027 | STANDARD | DUNN LORING | VA | PRIMARY | 38.89 | -77.23
22124 | STANDARD | OAKTON | VA | PRIMARY | 38.89 | -77.3
22180 | STANDARD | VIENNA | VA | PRIMARY | 38.9 | -77.26
22181 | STANDARD | VIENNA | VA | PRIMARY | 38.9 | -77.26
22182 | STANDARD | VIENNA | VA | PRIMARY | 38.9 | -77.26
22183 | PO BOX | VIENNA | VA | PRIMARY | 38.9 | -77.26
22185 | UNIQUE | VIENNA | VA | PRIMARY | 38.9 | -77.26
20186 | STANDARD | WARRENTON | VA | PRIMARY | 38.71 | -77.79
20187 | STANDARD | WARRENTON | VA | PRIMARY | 38.71 | -77.79
20188 | PO BOX | WARRENTON | VA | PRIMARY | 38.71 | -77.79
22747 | STANDARD | WASHINGTON | VA | PRIMARY | 38.71 | -78.15
20197 | STANDARD | WATERFORD | VA | PRIMARY | 39.18 | -77.61
22663 | STANDARD | WHITE POST | VA | PRIMARY | 39.05 | -78.1
22601 | STANDARD | WINCHESTER | VA | PRIMARY | 39.17 | -78.17
22602 | STANDARD | WINCHESTER | VA | PRIMARY | 39.17 | -78.17
22603 | STANDARD | WINCHESTER | VA | PRIMARY | 39.17 | -78.17
22604 | PO BOX | WINCHESTER | VA | PRIMARY | 39.17 | -78.17
22748 | PO BOX | WOLFTOWN | VA | PRIMARY | 38.35 | -78.34
22191 | STANDARD | WOODBRIDGE | VA | PRIMARY | 38.63 | -77.26
22192 | STANDARD | WOODBRIDGE | VA | PRIMARY | 38.63 | -77.26
22193 | STANDARD | WOODBRIDGE | VA | PRIMARY | 38.63 | -77.26
22194 | PO BOX | WOODBRIDGE | VA | PRIMARY | 38.63 | -77.26
22195 | PO BOX | WOODBRIDGE | VA | PRIMARY | 38.63 | -77.26
22664 | STANDARD | WOODSTOCK | VA | PRIMARY | 38.87 | -78.51
23301 | STANDARD | ACCOMAC | VA | PRIMARY | 37.71 | -75.66
23001 | PO BOX | ACHILLES | VA | PRIMARY | 37.28 | -76.44
22920 | STANDARD | AFTON | VA | PRIMARY | 38.03 | -78.83
23821 | STANDARD | ALBERTA | VA | PRIMARY | 36.86 | -77.88
23002 | STANDARD | AMELIA COURT HOUSE | VA | PRIMARY | 37.34 | -77.96
23003 | PO BOX | ARK | VA | PRIMARY | 37.43 | -76.57
22922 | STANDARD | ARRINGTON | VA | PRIMARY | 37.68 | -78.9
23004 | STANDARD | ARVONIA | VA | PRIMARY | 37.66 | -78.41
23005 | STANDARD | ASHLAND | VA | PRIMARY | 37.76 | -77.47
23302 | STANDARD | ASSAWOMAN | VA | PRIMARY | 37.87 | -75.52
23303 | STANDARD | ATLANTIC | VA | PRIMARY | 37.9 | -75.5
23483 | PO BOX | WATTSVILLE | VA | PRIMARY | 37.9 | -75.5
24411 | PO BOX | AUGUSTA SPRINGS | VA | PRIMARY | 38.1 | -79.33
23009 | STANDARD | AYLETT | VA | PRIMARY | 37.77 | -77.12
24412 | PO BOX | BACOVA | VA | PRIMARY | 38.01 | -79.9
22923 | STANDARD | BARBOURSVILLE | VA | PRIMARY | 38.17 | -78.28
23011 | STANDARD | BARHAMSVILLE | VA | PRIMARY | 37.45 | -76.84
23915 | STANDARD | BASKERVILLE | VA | PRIMARY | 36.68 | -78.27
22810 | STANDARD | BASYE | VA | PRIMARY | 38.8 | -78.78
22924 | PO BOX | BATESVILLE | VA | PRIMARY | 38.01 | -78.63
23304 | PO BOX | BATTERY PARK | VA | PRIMARY | 36.96 | -76.6
23015 | STANDARD | BEAVERDAM | VA | PRIMARY | 37.94 | -77.65
23306 | STANDARD | BELLE HAVEN | VA | PRIMARY | 37.55 | -75.81
23018 | PO BOX | BENA | VA | PRIMARY | 37.27 | -76.45
22811 | STANDARD | BERGTON | VA | PRIMARY | 38.79 | -78.96
23307 | STANDARD | BIRDSNEST | VA | PRIMARY | 37.43 | -75.88
23824 | STANDARD | BLACKSTONE | VA | PRIMARY | 37.07 | -78
23308 | STANDARD | BLOXOM | VA | PRIMARY | 37.83 | -75.62
23409 | STANDARD | MEARS | VA | PRIMARY | 37.87 | -75.64
24413 | STANDARD | BLUE GRASS | VA | PRIMARY | 38.53 | -79.6
23021 | STANDARD | BOHANNON | VA | PRIMARY | 37.39 | -76.35
22427 | STANDARD | BOWLING GREEN | VA | PRIMARY | 38.04 | -77.35
22428 | UNIQUE | BOWLING GREEN | VA | PRIMARY | 38.04 | -77.35
23917 | STANDARD | BOYDTON | VA | PRIMARY | 36.66 | -78.38
23827 | STANDARD | BOYKINS | VA | PRIMARY | 36.57 | -77.19
23919 | STANDARD | BRACEY | VA | PRIMARY | 36.59 | -78.14
23828 | STANDARD | BRANCHVILLE | VA | PRIMARY | 36.56 | -77.24
23022 | STANDARD | BREMO BLUFF | VA | PRIMARY | 37.71 | -78.29
22812 | STANDARD | BRIDGEWATER | VA | PRIMARY | 38.38 | -78.96
22815 | STANDARD | BROADWAY | VA | PRIMARY | 38.6 | -78.79
23920 | STANDARD | BRODNAX | VA | PRIMARY | 36.7 | -78.03
24415 | PO BOX | BROWNSBURG | VA | PRIMARY | 37.93 | -79.31
23921 | STANDARD | BUCKINGHAM | VA | PRIMARY | 37.55 | -78.55
24416 | STANDARD | BUENA VISTA | VA | PRIMARY | 37.73 | -79.35
23024 | STANDARD | BUMPASS | VA | PRIMARY | 37.96 | -77.73
22432 | STANDARD | BURGESS | VA | PRIMARY | 37.88 | -76.34
22456 | PO BOX | EDWARDSVILLE | VA | PRIMARY | 37.9 | -76.36
23922 | STANDARD | BURKEVILLE | VA | PRIMARY | 37.18 | -78.2
22433 | STANDARD | BURR HILL | VA | PRIMARY | 38.34 | -77.86
22435 | STANDARD | CALLAO | VA | PRIMARY | 37.96 | -76.55
23310 | STANDARD | CAPE CHARLES | VA | PRIMARY | 37.27 | -76.01
23419 | PO BOX | OYSTER | VA | PRIMARY | 37.28 | -75.92
23429 | PO BOX | SEAVIEW | VA | PRIMARY | 37.27 | -75.95
23313 | PO BOX | CAPEVILLE | VA | PRIMARY | 37.2 | -75.95
23829 | STANDARD | CAPRON | VA | PRIMARY | 36.71 | -77.2
22436 | STANDARD | CARET | VA | PRIMARY | 37.98 | -76.96
23314 | STANDARD | CARROLLTON | VA | PRIMARY | 36.94 | -76.56
23315 | STANDARD | CARRSVILLE | VA | PRIMARY | 36.71 | -76.82
23830 | STANDARD | CARSON | VA | PRIMARY | 37.03 | -77.4
23027 | STANDARD | CARTERSVILLE | VA | PRIMARY | 37.66 | -78.1
22437 | STANDARD | CENTER CROSS | VA | PRIMARY | 37.8 | -76.77
22438 | STANDARD | CHAMPLAIN | VA | PRIMARY | 38.01 | -76.99
22509 | STANDARD | LORETTO | VA | PRIMARY | 38.07 | -77.05
23030 | STANDARD | CHARLES CITY | VA | PRIMARY | 37.34 | -77.07
23923 | STANDARD | CHARLOTTE COURT HOUSE | VA | PRIMARY | 37.05 | -78.63
22901 | STANDARD | CHARLOTTESVILLE | VA | PRIMARY | 38.03 | -78.48
22902 | STANDARD | CHARLOTTESVILLE | VA | PRIMARY | 38.03 | -78.48
22903 | STANDARD | CHARLOTTESVILLE | VA | PRIMARY | 38.03 | -78.48
22904 | STANDARD | CHARLOTTESVILLE | VA | PRIMARY | 38.03 | -78.48
22905 | PO BOX | CHARLOTTESVILLE | VA | PRIMARY | 38.03 | -78.48
22906 | PO BOX | CHARLOTTESVILLE | VA | PRIMARY | 38.03 | -78.48
22907 | UNIQUE | CHARLOTTESVILLE | VA | PRIMARY | 38.03 | -78.48
22908 | UNIQUE | CHARLOTTESVILLE | VA | PRIMARY | 38.03 | -78.48
22909 | UNIQUE | CHARLOTTESVILLE | VA | PRIMARY | 38.03 | -78.48
22910 | UNIQUE | CHARLOTTESVILLE | VA | PRIMARY | 38.03 | -78.48
22911 | STANDARD | CHARLOTTESVILLE | VA | PRIMARY | 38.03 | -78.48
23924 | STANDARD | CHASE CITY | VA | PRIMARY | 36.79 | -78.46
23941 | PO BOX | FORT MITCHELL | VA | PRIMARY | 36.91 | -78.48
23316 | PO BOX | CHERITON | VA | PRIMARY | 37.28 | -75.96
23320 | STANDARD | CHESAPEAKE | VA | PRIMARY | 36.67 | -76.3
23321 | STANDARD | CHESAPEAKE | VA | PRIMARY | 36.67 | -76.3
23322 | STANDARD | CHESAPEAKE | VA | PRIMARY | 36.67 | -76.3
23323 | STANDARD | CHESAPEAKE | VA | PRIMARY | 36.67 | -76.3
23324 | STANDARD | CHESAPEAKE | VA | PRIMARY | 36.67 | -76.3
23325 | STANDARD | CHESAPEAKE | VA | PRIMARY | 36.67 | -76.3
23326 | UNIQUE | CHESAPEAKE | VA | PRIMARY | 36.67 | -76.3
23327 | PO BOX | CHESAPEAKE | VA | PRIMARY | 36.67 | -76.3
23328 | PO BOX | CHESAPEAKE | VA | PRIMARY | 36.67 | -76.3
23831 | STANDARD | CHESTER | VA | PRIMARY | 37.35 | -77.43
23836 | STANDARD | CHESTER | VA | PRIMARY | 37.35 | -77.43
23832 | STANDARD | CHESTERFIELD | VA | PRIMARY | 37.37 | -77.5
23838 | STANDARD | CHESTERFIELD | VA | PRIMARY | 37.37 | -77.5
23336 | STANDARD | CHINCOTEAGUE ISLAND | VA | PRIMARY | 37.92 | -75.32
23337 | STANDARD | WALLOPS ISLAND | VA | PRIMARY | 37.84 | -75.47
23833 | STANDARD | CHURCH ROAD | VA | PRIMARY | 37.15 | -77.63
23032 | STANDARD | CHURCH VIEW | VA | PRIMARY | 37.67 | -76.68
24421 | STANDARD | CHURCHVILLE | VA | PRIMARY | 38.22 | -79.16
23899 | PO BOX | CLAREMONT | VA | PRIMARY | 37.22 | -76.96
23927 | STANDARD | CLARKSVILLE | VA | PRIMARY | 36.62 | -78.56
24422 | STANDARD | CLIFTON FORGE | VA | PRIMARY | 37.82 | -79.82
23035 | STANDARD | COBBS CREEK | VA | PRIMARY | 37.5 | -76.39
22442 | PO BOX | COLES POINT | VA | PRIMARY | 38.14 | -76.63
22443 | STANDARD | COLONIAL BEACH | VA | PRIMARY | 38.25 | -76.97
23834 | STANDARD | COLONIAL HEIGHTS | VA | PRIMARY | 37.26 | -77.39
23038 | STANDARD | COLUMBIA | VA | PRIMARY | 37.75 | -78.16
22446 | PO BOX | CORBIN | VA | PRIMARY | 38.19 | -77.38
23837 | STANDARD | COURTLAND | VA | PRIMARY | 36.71 | -77.06
22931 | STANDARD | COVESVILLE | VA | PRIMARY | 37.89 | -78.7
24426 | STANDARD | COVINGTON | VA | PRIMARY | 37.77 | -79.99
23341 | PO BOX | CRADDOCKVILLE | VA | PRIMARY | 37.6 | -75.86
23345 | STANDARD | DAVIS WHARF | VA | PRIMARY | 37.56 | -75.88
24430 | STANDARD | CRAIGSVILLE | VA | PRIMARY | 38.08 | -79.38
23930 | STANDARD | CREWE | VA | PRIMARY | 37.18 | -78.13
22820 | STANDARD | CRIDERS | VA | PRIMARY | 38.75 | -79
24431 | STANDARD | CRIMORA | VA | PRIMARY | 38.16 | -78.83
22932 | STANDARD | CROZET | VA | PRIMARY | 38.06 | -78.69
23039 | STANDARD | CROZIER | VA | PRIMARY | 37.63 | -77.79
23934 | STANDARD | CULLEN | VA | PRIMARY | 37.11 | -78.65
23040 | STANDARD | CUMBERLAND | VA | PRIMARY | 37.49 | -78.24
22448 | STANDARD | DAHLGREN | VA | PRIMARY | 38.33 | -77.05
22821 | STANDARD | DAYTON | VA | PRIMARY | 38.47 | -79.08
24432 | STANDARD | DEERFIELD | VA | PRIMARY | 38.19 | -79.4
23043 | STANDARD | DELTAVILLE | VA | PRIMARY | 37.55 | -76.32
23839 | STANDARD | DENDRON | VA | PRIMARY | 37.03 | -76.92
23846 | STANDARD | ELBERON | VA | PRIMARY | 37.07 | -76.88
23840 | STANDARD | DEWITT | VA | PRIMARY | 37.03 | -77.64
23936 | STANDARD | DILLWYN | VA | PRIMARY | 37.54 | -78.46
23841 | STANDARD | DINWIDDIE | VA | PRIMARY | 37.07 | -77.58
23842 | STANDARD | DISPUTANTA | VA | PRIMARY | 37.12 | -77.22
24433 | STANDARD | DOE HILL | VA | PRIMARY | 38.43 | -79.44
22451 | PO BOX | DOGUE | VA | PRIMARY | 38.23 | -77.21
23843 | STANDARD | DOLPHIN | VA | PRIMARY | 36.83 | -77.79
23047 | STANDARD | DOSWELL | VA | PRIMARY | 37.86 | -77.46
23937 | STANDARD | DRAKES BRANCH | VA | PRIMARY | 36.99 | -78.6
23844 | STANDARD | DREWRYVILLE | VA | PRIMARY | 36.71 | -77.3
23938 | STANDARD | DUNDAS | VA | PRIMARY | 36.91 | -78.02
22454 | STANDARD | DUNNSVILLE | VA | PRIMARY | 37.85 | -76.82
23050 | STANDARD | DUTTON | VA | PRIMARY | 37.49 | -76.46
22935 | STANDARD | DYKE | VA | PRIMARY | 38.26 | -78.57
22936 | STANDARD | EARLYSVILLE | VA | PRIMARY | 38.15 | -78.48
23347 | PO BOX | EASTVILLE | VA | PRIMARY | 37.35 | -75.94
23845 | STANDARD | EBONY | VA | PRIMARY | 36.57 | -77.99
22824 | STANDARD | EDINBURG | VA | PRIMARY | 38.82 | -78.56
22827 | STANDARD | ELKTON | VA | PRIMARY | 38.41 | -78.61
23847 | STANDARD | EMPORIA | VA | PRIMARY | 36.69 | -77.53
22937 | STANDARD | ESMONT | VA | PRIMARY | 37.83 | -78.6
23939 | PO BOX | EVERGREEN | VA | PRIMARY | 37.3 | -78.78
23350 | STANDARD | EXMORE | VA | PRIMARY | 37.53 | -75.82
23482 | PO BOX | WARDTOWN | VA | PRIMARY | 37.5 | -75.87
22938 | STANDARD | FABER | VA | PRIMARY | 37.85 | -78.75
24435 | STANDARD | FAIRFIELD | VA | PRIMARY | 37.88 | -79.3
23901 | STANDARD | FARMVILLE | VA | PRIMARY | 37.29 | -78.39
23909 | UNIQUE | FARMVILLE | VA | PRIMARY | 37.29 | -78.39
23943 | PO BOX | HAMPDEN SYDNEY | VA | PRIMARY | 37.24 | -78.45
22460 | STANDARD | FARNHAM | VA | PRIMARY | 37.88 | -76.62
22939 | STANDARD | FISHERSVILLE | VA | PRIMARY | 38.09 | -78.96
23822 | PO BOX | AMMON | VA | PRIMARY | 37.21 | -77.76
23850 | STANDARD | FORD | VA | PRIMARY | 37.14 | -77.73
23055 | STANDARD | FORK UNION | VA | PRIMARY | 37.76 | -78.26
23056 | STANDARD | FOSTER | VA | PRIMARY | 37.45 | -76.38
23851 | STANDARD | FRANKLIN | VA | PRIMARY | 36.68 | -76.93
23354 | STANDARD | FRANKTOWN | VA | PRIMARY | 37.47 | -75.87
22401 | STANDARD | FREDERICKSBURG | VA | PRIMARY | 38.29 | -77.48
22402 | PO BOX | FREDERICKSBURG | VA | PRIMARY | 38.29 | -77.48
22403 | PO BOX | FREDERICKSBURG | VA | PRIMARY | 38.29 | -77.48
22404 | PO BOX | FREDERICKSBURG | VA | PRIMARY | 38.29 | -77.48
22405 | STANDARD | FREDERICKSBURG | VA | PRIMARY | 38.29 | -77.48
22406 | STANDARD | FREDERICKSBURG | VA | PRIMARY | 38.29 | -77.48
22407 | STANDARD | FREDERICKSBURG | VA | PRIMARY | 38.29 | -77.48
22408 | STANDARD | FREDERICKSBURG | VA | PRIMARY | 38.29 | -77.48
22412 | UNIQUE | FREDERICKSBURG | VA | PRIMARY | 38.29 | -77.48
23856 | STANDARD | FREEMAN | VA | PRIMARY | 36.8 | -77.7
22940 | STANDARD | FREE UNION | VA | PRIMARY | 38.15 | -78.56
22830 | STANDARD | FULKS RUN | VA | PRIMARY | 38.63 | -78.98
22463 | PO BOX | GARRISONVILLE | VA | PRIMARY | 38.48 | -77.42
23857 | STANDARD | GASBURG | VA | PRIMARY | 36.56 | -77.89
23058 | PO BOX | GLEN ALLEN | VA | PRIMARY | 37.66 | -77.48
23059 | STANDARD | GLEN ALLEN | VA | PRIMARY | 37.66 | -77.48
23060 | STANDARD | GLEN ALLEN | VA | PRIMARY | 37.66 | -77.48
24438 | PO BOX | GLEN WILTON | VA | PRIMARY | 37.75 | -79.81
23061 | STANDARD | GLOUCESTER | VA | PRIMARY | 37.43 | -76.54
23062 | STANDARD | GLOUCESTER POINT | VA | PRIMARY | 37.26 | -76.49
23014 | STANDARD | BEAUMONT | VA | PRIMARY | 37.76 | -78.02
23063 | STANDARD | GOOCHLAND | VA | PRIMARY | 37.68 | -77.88
22942 | STANDARD | GORDONSVILLE | VA | PRIMARY | 38.13 | -78.18
24439 | STANDARD | GOSHEN | VA | PRIMARY | 37.99 | -79.5
23356 | STANDARD | GREENBACKVILLE | VA | PRIMARY | 38 | -75.41
23942 | STANDARD | GREEN BAY | VA | PRIMARY | 37.13 | -78.3
23357 | STANDARD | GREENBUSH | VA | PRIMARY | 37.76 | -75.67
24440 | STANDARD | GREENVILLE | VA | PRIMARY | 38 | -79.15
22943 | STANDARD | GREENWOOD | VA | PRIMARY | 38.05 | -78.77
23064 | PO BOX | GRIMSTEAD | VA | PRIMARY | 37.5 | -76.3
24441 | STANDARD | GROTTOES | VA | PRIMARY | 38.26 | -78.82
23065 | STANDARD | GUM SPRING | VA | PRIMARY | 37.77 | -77.89
23066 | PO BOX | GWYNN | VA | PRIMARY | 37.5 | -76.28
23067 | PO BOX | HADENSVILLE | VA | PRIMARY | 37.82 | -77.99
22469 | STANDARD | HAGUE | VA | PRIMARY | 38.07 | -76.65
23068 | STANDARD | HALLIEFORD | VA | PRIMARY | 37.49 | -76.37
23359 | STANDARD | HALLWOOD | VA | PRIMARY | 37.87 | -75.58
23630 | UNIQUE | HAMPTON | VA | PRIMARY | 37.04 | -76.29
23651 | STANDARD | FORT MONROE | VA | PRIMARY | 37 | -76.3
23661 | STANDARD | HAMPTON | VA | PRIMARY | 37.04 | -76.29
23662 | STANDARD | POQUOSON | VA | PRIMARY | 37.12 | -76.34
23663 | STANDARD | HAMPTON | VA | PRIMARY | 37.04 | -76.29
23664 | STANDARD | HAMPTON | VA | PRIMARY | 37.04 | -76.29
23665 | STANDARD | HAMPTON | VA | PRIMARY | 37.04 | -76.29
23666 | STANDARD | HAMPTON | VA | PRIMARY | 37.04 | -76.29
23667 | UNIQUE | HAMPTON | VA | PRIMARY | 37.04 | -76.29
23668 | UNIQUE | HAMPTON | VA | PRIMARY | 37.04 | -76.29
23669 | STANDARD | HAMPTON | VA | PRIMARY | 37.04 | -76.29
23670 | PO BOX | HAMPTON | VA | PRIMARY | 37.04 | -76.29
23681 | UNIQUE | HAMPTON | VA | PRIMARY | 37.04 | -76.29
23069 | STANDARD | HANOVER | VA | PRIMARY | 37.76 | -77.37
23389 | PO BOX | HARBORTON | VA | PRIMARY | 37.66 | -75.84
23070 | STANDARD | HARDYVILLE | VA | PRIMARY | 37.55 | -76.38
22801 | STANDARD | HARRISONBURG | VA | PRIMARY | 38.43 | -78.87
22802 | STANDARD | HARRISONBURG | VA | PRIMARY | 38.43 | -78.87
22803 | STANDARD | HARRISONBURG | VA | PRIMARY | 38.51 | -78.94
22807 | UNIQUE | HARRISONBURG | VA | PRIMARY | 38.43 | -78.87
22848 | PO BOX | PLEASANT VALLEY | VA | PRIMARY | 38.36 | -78.87
23071 | STANDARD | HARTFIELD | VA | PRIMARY | 37.55 | -76.44
22471 | PO BOX | HARTWOOD | VA | PRIMARY | 38.39 | -77.61
23072 | STANDARD | HAYES | VA | PRIMARY | 37.37 | -76.5
23107 | PO BOX | MARYUS | VA | PRIMARY | 37.27 | -76.4
23155 | PO BOX | SEVERN | VA | PRIMARY | 37.29 | -76.41
22472 | PO BOX | HAYNESVILLE | VA | PRIMARY | 37.95 | -76.66
22570 | PO BOX | VILLAGE | VA | PRIMARY | 37.94 | -76.6
24442 | STANDARD | HEAD WATERS | VA | PRIMARY | 38.3 | -79.42
22473 | STANDARD | HEATHSVILLE | VA | PRIMARY | 37.91 | -76.47
22831 | STANDARD | HINTON | VA | PRIMARY | 38.48 | -79
23860 | STANDARD | HOPEWELL | VA | PRIMARY | 37.29 | -77.29
23395 | STANDARD | HORNTOWN | VA | PRIMARY | 37.97 | -75.46
24445 | STANDARD | HOT SPRINGS | VA | PRIMARY | 38 | -79.83
23076 | STANDARD | HUDGINS | VA | PRIMARY | 37.47 | -76.32
22476 | STANDARD | HUSTLE | VA | PRIMARY | 38.04 | -77.06
24448 | PO BOX | IRON GATE | VA | PRIMARY | 37.79 | -79.79
22480 | STANDARD | IRVINGTON | VA | PRIMARY | 37.66 | -76.42
23397 | PO BOX | ISLE OF WIGHT | VA | PRIMARY | 36.9 | -76.7
23866 | STANDARD | IVOR | VA | PRIMARY | 36.9 | -76.89
22945 | PO BOX | IVY | VA | PRIMARY | 38.05 | -78.59
23398 | PO BOX | JAMESVILLE | VA | PRIMARY | 37.51 | -75.93
23867 | STANDARD | JARRATT | VA | PRIMARY | 36.81 | -77.47
23870 | UNIQUE | JARRATT | VA | PRIMARY | 36.81 | -77.47
22481 | PO BOX | JERSEY | VA | PRIMARY | 38.21 | -77.13
23083 | STANDARD | JETERSVILLE | VA | PRIMARY | 37.29 | -78.09
22946 | STANDARD | KEENE | VA | PRIMARY | 37.86 | -78.55
23401 | PO BOX | KELLER | VA | PRIMARY | 37.62 | -75.76
23944 | STANDARD | KENBRIDGE | VA | PRIMARY | 36.96 | -78.13
23084 | STANDARD | KENTS STORE | VA | PRIMARY | 37.87 | -78.12
22947 | STANDARD | KESWICK | VA | PRIMARY | 38.02 | -78.35
23947 | STANDARD | KEYSVILLE | VA | PRIMARY | 37.03 | -78.48
22482 | STANDARD | KILMARNOCK | VA | PRIMARY | 37.71 | -76.38
23085 | STANDARD | KING AND QUEEN COURT HOUSE | VA | PRIMARY | 37.72 | -76.84
22485 | STANDARD | KING GEORGE | VA | PRIMARY | 38.26 | -77.18
22544 | PO BOX | ROLLINS FORK | VA | PRIMARY | 38.18 | -77.06
23086 | STANDARD | KING WILLIAM | VA | PRIMARY | 37.68 | -77.01
22488 | STANDARD | KINSALE | VA | PRIMARY | 38.02 | -76.57
22833 | PO BOX | LACEY SPRING | VA | PRIMARY | 38.54 | -78.73
23694 | PO BOX | LACKEY | VA | PRIMARY | 37.23 | -76.54
23950 | STANDARD | LA CROSSE | VA | PRIMARY | 36.69 | -78.09
22501 | PO BOX | LADYSMITH | VA | PRIMARY | 38.01 | -77.51
22503 | STANDARD | LANCASTER | VA | PRIMARY | 37.76 | -76.46
22504 | STANDARD | LANEVIEW | VA | PRIMARY | 37.77 | -76.73
23089 | STANDARD | LANEXA | VA | PRIMARY | 37.42 | -76.9
23868 | STANDARD | LAWRENCEVILLE | VA | PRIMARY | 36.75 | -77.85
24450 | STANDARD | LEXINGTON | VA | PRIMARY | 37.78 | -79.44
23090 | PO BOX | LIGHTFOOT | VA | PRIMARY | 37.34 | -76.75
22834 | STANDARD | LINVILLE | VA | PRIMARY | 38.52 | -78.83
22507 | PO BOX | LIVELY | VA | PRIMARY | 37.77 | -76.51
22948 | STANDARD | LOCUST DALE | VA | PRIMARY | 38.33 | -78.11
22508 | STANDARD | LOCUST GROVE | VA | PRIMARY | 38.33 | -77.79
23092 | STANDARD | LOCUST HILL | VA | PRIMARY | 37.59 | -76.5
23404 | STANDARD | LOCUSTVILLE | VA | PRIMARY | 37.65 | -75.67
22511 | STANDARD | LOTTSBURG | VA | PRIMARY | 37.96 | -76.51
23093 | STANDARD | LOUISA | VA | PRIMARY | 38.01 | -77.99
23170 | PO BOX | TREVILIANS | VA | PRIMARY | 38.05 | -78.07
22949 | STANDARD | LOVINGSTON | VA | PRIMARY | 37.77 | -78.88
24457 | PO BOX | LOW MOOR | VA | PRIMARY | 37.74 | -79.9
23952 | STANDARD | LUNENBURG | VA | PRIMARY | 36.96 | -78.26
22835 | STANDARD | LURAY | VA | PRIMARY | 38.66 | -78.45
22952 | STANDARD | LYNDHURST | VA | PRIMARY | 37.96 | -78.96
24458 | STANDARD | MC DOWELL | VA | PRIMARY | 38.3 | -79.52
22840 | STANDARD | MC GAHEYSVILLE | VA | PRIMARY | 38.36 | -78.74
23872 | STANDARD | MC KENNEY | VA | PRIMARY | 36.99 | -77.74
23405 | STANDARD | MACHIPONGO | VA | PRIMARY | 37.4 | -75.9
23102 | STANDARD | MAIDENS | VA | PRIMARY | 37.66 | -77.88
23160 | STANDARD | STATE FARM | VA | PRIMARY | 37.64 | -77.82
23103 | STANDARD | MANAKIN SABOT | VA | PRIMARY | 37.64 | -77.7
23105 | PO BOX | MANNBORO | VA | PRIMARY | 37.25 | -77.82
23106 | STANDARD | MANQUIN | VA | PRIMARY | 37.7 | -77.15
23407 | PO BOX | MAPPSVILLE | VA | PRIMARY | 37.84 | -75.56
23408 | PO BOX | MARIONVILLE | VA | PRIMARY | 37.44 | -75.85
23109 | STANDARD | MATHEWS | VA | PRIMARY | 37.43 | -76.32
23110 | STANDARD | MATTAPONI | VA | PRIMARY | 37.53 | -76.77
23111 | STANDARD | MECHANICSVILLE | VA | PRIMARY | 37.62 | -77.35
23116 | STANDARD | MECHANICSVILLE | VA | PRIMARY | 37.62 | -77.35
23954 | STANDARD | MEHERRIN | VA | PRIMARY | 37.09 | -78.36
23410 | STANDARD | MELFA | VA | PRIMARY | 37.64 | -75.74
23873 | PO BOX | MEREDITHVILLE | VA | PRIMARY | 36.79 | -77.95
22513 | PO BOX | MERRY POINT | VA | PRIMARY | 37.71 | -76.5
24459 | STANDARD | MIDDLEBROOK | VA | PRIMARY | 38.02 | -79.28
23112 | STANDARD | MIDLOTHIAN | VA | PRIMARY | 37.5 | -77.63
23113 | STANDARD | MIDLOTHIAN | VA | PRIMARY | 37.5 | -77.63
23114 | STANDARD | MIDLOTHIAN | VA | PRIMARY | 37.48 | -77.65
22514 | STANDARD | MILFORD | VA | PRIMARY | 38.02 | -77.36
24460 | STANDARD | MILLBORO | VA | PRIMARY | 37.96 | -79.6
23115 | PO BOX | MILLERS TAVERN | VA | PRIMARY | 37.83 | -76.93
23117 | STANDARD | MINERAL | VA | PRIMARY | 38 | -77.9
24463 | PO BOX | MINT SPRING | VA | PRIMARY | 38.07 | -79.1
22517 | PO BOX | MOLLUSK | VA | PRIMARY | 37.72 | -76.53
24464 | STANDARD | MONTEBELLO | VA | PRIMARY | 37.86 | -79.13
24465 | STANDARD | MONTEREY | VA | PRIMARY | 38.41 | -79.58
24468 | STANDARD | MUSTOE | VA | PRIMARY | 38.32 | -79.64
23192 | STANDARD | MONTPELIER | VA | PRIMARY | 37.81 | -77.67
22957 | PO BOX | MONTPELIER STATION | VA | PRIMARY | 38.19 | -78.11
22520 | STANDARD | MONTROSS | VA | PRIMARY | 38.09 | -76.82
22558 | PO BOX | STRATFORD | VA | PRIMARY | 38.12 | -76.81
22581 | PO BOX | ZACATA | VA | PRIMARY | 38.11 | -76.8
23045 | STANDARD | DIGGS | VA | PRIMARY | 37.43 | -76.28
23119 | STANDARD | MOON | VA | PRIMARY | 37.44 | -76.3
22523 | PO BOX | MORATTICO | VA | PRIMARY | 37.8 | -76.61
23120 | STANDARD | MOSELEY | VA | PRIMARY | 37.41 | -77.77
22841 | STANDARD | MOUNT CRAWFORD | VA | PRIMARY | 38.35 | -78.94
22524 | PO BOX | MOUNT HOLLY | VA | PRIMARY | 38.09 | -76.71
22842 | STANDARD | MOUNT JACKSON | VA | PRIMARY | 38.74 | -78.63
24437 | STANDARD | FORT DEFIANCE | VA | PRIMARY | 38.21 | -78.94
24467 | STANDARD | MOUNT SIDNEY | VA | PRIMARY | 38.26 | -78.97
22843 | STANDARD | MOUNT SOLON | VA | PRIMARY | 38.36 | -79.16
23413 | PO BOX | NASSAWADOX | VA | PRIMARY | 37.47 | -75.86
22958 | STANDARD | NELLYSFORD | VA | PRIMARY | 37.85 | -78.88
23412 | PO BOX | MODEST TOWN | VA | PRIMARY | 37.81 | -75.57
23414 | PO BOX | NELSONIA | VA | PRIMARY | 37.81 | -75.58
23123 | STANDARD | NEW CANTON | VA | PRIMARY | 37.7 | -78.3
23415 | STANDARD | NEW CHURCH | VA | PRIMARY | 37.97 | -75.53
24469 | PO BOX | NEW HOPE | VA | PRIMARY | 38.19 | -78.9
23124 | STANDARD | NEW KENT | VA | PRIMARY | 37.51 | -76.97
22844 | STANDARD | NEW MARKET | VA | PRIMARY | 38.64 | -78.67
23125 | STANDARD | NEW POINT | VA | PRIMARY | 37.34 | -76.28
23601 | STANDARD | NEWPORT NEWS | VA | PRIMARY | 37.07 | -76.51
23602 | STANDARD | NEWPORT NEWS | VA | PRIMARY | 37.07 | -76.51
23603 | STANDARD | NEWPORT NEWS | VA | PRIMARY | 37.07 | -76.51
23604 | STANDARD | FORT EUSTIS | VA | PRIMARY | 37.12 | -76.59
23605 | STANDARD | NEWPORT NEWS | VA | PRIMARY | 37.07 | -76.51
23606 | STANDARD | NEWPORT NEWS | VA | PRIMARY | 37.07 | -76.51
23607 | STANDARD | NEWPORT NEWS | VA | PRIMARY | 37.07 | -76.51
23608 | STANDARD | NEWPORT NEWS | VA | PRIMARY | 37.07 | -76.51
23609 | PO BOX | NEWPORT NEWS | VA | PRIMARY | 37.07 | -76.51
23612 | PO BOX | NEWPORT NEWS | VA | PRIMARY | 37.07 | -76.51
23628 | UNIQUE | NEWPORT NEWS | VA | PRIMARY | 37.07 | -76.51
23874 | STANDARD | NEWSOMS | VA | PRIMARY | 36.62 | -77.12
23126 | STANDARD | NEWTOWN | VA | PRIMARY | 37.91 | -77.12
22526 | PO BOX | NINDE | VA | PRIMARY | 38.27 | -77.05
23501 | PO BOX | NORFOLK | VA | PRIMARY | 36.84 | -76.28
23502 | STANDARD | NORFOLK | VA | PRIMARY | 36.84 | -76.28
23503 | STANDARD | NORFOLK | VA | PRIMARY | 36.84 | -76.28
23504 | STANDARD | NORFOLK | VA | PRIMARY | 36.84 | -76.28
23505 | STANDARD | NORFOLK | VA | PRIMARY | 36.84 | -76.28
23506 | PO BOX | NORFOLK | VA | PRIMARY | 36.84 | -76.28
23507 | STANDARD | NORFOLK | VA | PRIMARY | 36.84 | -76.28
23508 | STANDARD | NORFOLK | VA | PRIMARY | 36.84 | -76.28
23509 | STANDARD | NORFOLK | VA | PRIMARY | 36.84 | -76.28
23510 | STANDARD | NORFOLK | VA | PRIMARY | 36.84 | -76.28
23511 | STANDARD | NORFOLK | VA | PRIMARY | 36.84 | -76.28
23512 | UNIQUE | NORFOLK | VA | PRIMARY | 36.84 | -76.28
23513 | STANDARD | NORFOLK | VA | PRIMARY | 36.84 | -76.28
23514 | PO BOX | NORFOLK | VA | PRIMARY | 36.84 | -76.28
23515 | UNIQUE | NORFOLK | VA | PRIMARY | 36.84 | -76.28
23517 | STANDARD | NORFOLK | VA | PRIMARY | 36.84 | -76.28
23518 | STANDARD | NORFOLK | VA | PRIMARY | 36.84 | -76.28
23519 | STANDARD | NORFOLK | VA | PRIMARY | 36.84 | -76.28
23520 | STANDARD | NORFOLK | VA | PRIMARY | 36.84 | -76.28
23521 | STANDARD | NORFOLK | VA | PRIMARY | 36.84 | -76.28
23523 | STANDARD | NORFOLK | VA | PRIMARY | 36.84 | -76.28
23529 | UNIQUE | NORFOLK | VA | PRIMARY | 36.84 | -76.28
23541 | PO BOX | NORFOLK | VA | PRIMARY | 36.84 | -76.28
23551 | UNIQUE | NORFOLK | VA | PRIMARY | 36.84 | -76.28
23127 | PO BOX | NORGE | VA | PRIMARY | 37.36 | -76.77
23025 | STANDARD | CARDINAL | VA | PRIMARY | 37.42 | -76.37
23128 | STANDARD | NORTH | VA | PRIMARY | 37.46 | -76.38
22959 | STANDARD | NORTH GARDEN | VA | PRIMARY | 37.94 | -78.63
23955 | PO BOX | NOTTOWAY | VA | PRIMARY | 37.13 | -78.07
22528 | PO BOX | NUTTSVILLE | VA | PRIMARY | 37.79 | -76.55
23396 | STANDARD | OAK HALL | VA | PRIMARY | 37.93 | -75.54
23416 | STANDARD | OAK HALL | VA | PRIMARY | 37.93 | -75.54
23129 | STANDARD | OILVILLE | VA | PRIMARY | 37.7 | -77.78
22529 | PO BOX | OLDHAMS | VA | PRIMARY | 38 | -76.66
23417 | STANDARD | ONANCOCK | VA | PRIMARY | 37.7 | -75.74
23130 | STANDARD | ONEMO | VA | PRIMARY | 37.39 | -76.27
23418 | STANDARD | ONLEY | VA | PRIMARY | 37.69 | -75.71
22530 | PO BOX | OPHELIA | VA | PRIMARY | 37.9 | -76.28
22960 | STANDARD | ORANGE | VA | PRIMARY | 38.24 | -78.11
22989 | PO BOX | WOODBERRY FOREST | VA | PRIMARY | 38.21 | -78.05
23131 | PO BOX | ORDINARY | VA | PRIMARY | 37.31 | -76.51
22845 | STANDARD | ORKNEY SPRINGS | VA | PRIMARY | 38.79 | -78.82
23358 | STANDARD | HACKSNECK | VA | PRIMARY | 37.63 | -75.84
23420 | STANDARD | PAINTER | VA | PRIMARY | 37.58 | -75.78
22963 | STANDARD | PALMYRA | VA | PRIMARY | 37.86 | -78.26
23958 | STANDARD | PAMPLIN | VA | PRIMARY | 37.26 | -78.68
23421 | STANDARD | PARKSLEY | VA | PRIMARY | 37.78 | -75.65
22534 | STANDARD | PARTLOW | VA | PRIMARY | 38.03 | -77.63
22832 | STANDARD | KEEZLETOWN | VA | PRIMARY | 38.45 | -78.76
22846 | STANDARD | PENN LAIRD | VA | PRIMARY | 38.36 | -78.79
23801 | STANDARD | FORT LEE | VA | PRIMARY | 37.23 | -77.33
23803 | STANDARD | PETERSBURG | VA | PRIMARY | 37.2 | -77.39
23804 | PO BOX | PETERSBURG | VA | PRIMARY | 37.2 | -77.39
23805 | STANDARD | PETERSBURG | VA | PRIMARY | 37.2 | -77.39
23806 | UNIQUE | VIRGINIA STATE UNIVERSITY | VA | PRIMARY | 37.2 | -77.39
23959 | STANDARD | PHENIX | VA | PRIMARY | 37.08 | -78.74
22964 | STANDARD | PINEY RIVER | VA | PRIMARY | 37.71 | -79.02
23138 | STANDARD | PORT HAYWOOD | VA | PRIMARY | 37.38 | -76.31
24471 | STANDARD | PORT REPUBLIC | VA | PRIMARY | 38.32 | -78.81
22535 | STANDARD | PORT ROYAL | VA | PRIMARY | 38.16 | -77.19
23701 | STANDARD | PORTSMOUTH | VA | PRIMARY | 36.83 | -76.29
23702 | STANDARD | PORTSMOUTH | VA | PRIMARY | 36.83 | -76.29
23703 | STANDARD | PORTSMOUTH | VA | PRIMARY | 36.83 | -76.29
23704 | STANDARD | PORTSMOUTH | VA | PRIMARY | 36.83 | -76.29
23705 | PO BOX | PORTSMOUTH | VA | PRIMARY | 36.83 | -76.29
23707 | STANDARD | PORTSMOUTH | VA | PRIMARY | 36.83 | -76.29
23708 | STANDARD | PORTSMOUTH | VA | PRIMARY | 36.83 | -76.29
23709 | STANDARD | PORTSMOUTH | VA | PRIMARY | 36.83 | -76.29
23139 | STANDARD | POWHATAN | VA | PRIMARY | 37.54 | -77.92
23875 | STANDARD | PRINCE GEORGE | VA | PRIMARY | 37.22 | -77.28
23960 | STANDARD | PROSPECT | VA | PRIMARY | 37.3 | -78.55
23140 | STANDARD | PROVIDENCE FORGE | VA | PRIMARY | 37.44 | -77.04
23422 | PO BOX | PUNGOTEAGUE | VA | PRIMARY | 37.62 | -75.81
22847 | STANDARD | QUICKSBURG | VA | PRIMARY | 38.72 | -78.71
23423 | PO BOX | QUINBY | VA | PRIMARY | 37.55 | -75.73
22965 | PO BOX | QUINQUE | VA | PRIMARY | 38.25 | -78.38
23141 | STANDARD | QUINTON | VA | PRIMARY | 37.53 | -77.11
23962 | STANDARD | RANDOLPH | VA | PRIMARY | 36.97 | -78.7
24472 | STANDARD | RAPHINE | VA | PRIMARY | 37.93 | -79.23
22538 | STANDARD | RAPPAHANNOCK ACADEMY | VA | PRIMARY | 38.15 | -77.3
23876 | STANDARD | RAWLINGS | VA | PRIMARY | 36.94 | -77.77
23963 | STANDARD | RED HOUSE | VA | PRIMARY | 37.18 | -78.8
23964 | STANDARD | RED OAK | VA | PRIMARY | 36.76 | -78.63
22539 | STANDARD | REEDVILLE | VA | PRIMARY | 37.86 | -76.29
23424 | PO BOX | RESCUE | VA | PRIMARY | 36.99 | -76.55
22542 | STANDARD | RHOADESVILLE | VA | PRIMARY | 38.28 | -77.9
23966 | STANDARD | RICE | VA | PRIMARY | 37.27 | -78.29
23075 | STANDARD | HENRICO | VA | PRIMARY | 37.55 | -77.32
23173 | UNIQUE | UNIVERSITY OF RICHMOND | VA | PRIMARY | 37.57 | -77.53
23218 | PO BOX | RICHMOND | VA | PRIMARY | 37.55 | -77.46
23219 | STANDARD | RICHMOND | VA | PRIMARY | 37.55 | -77.46
23220 | STANDARD | RICHMOND | VA | PRIMARY | 37.55 | -77.46
23221 | STANDARD | RICHMOND | VA | PRIMARY | 37.55 | -77.46
23222 | STANDARD | RICHMOND | VA | PRIMARY | 37.55 | -77.46
23223 | STANDARD | RICHMOND | VA | PRIMARY | 37.55 | -77.46
23224 | STANDARD | RICHMOND | VA | PRIMARY | 37.55 | -77.46
23225 | STANDARD | RICHMOND | VA | PRIMARY | 37.55 | -77.46
23226 | STANDARD | RICHMOND | VA | PRIMARY | 37.55 | -77.46
23227 | STANDARD | RICHMOND | VA | PRIMARY | 37.55 | -77.46
23228 | STANDARD | HENRICO | VA | PRIMARY | 37.55 | -77.46
23229 | STANDARD | HENRICO | VA | PRIMARY | 37.55 | -77.46
23230 | STANDARD | RICHMOND | VA | PRIMARY | 37.55 | -77.46
23231 | STANDARD | HENRICO | VA | PRIMARY | 37.55 | -77.46
23232 | STANDARD | RICHMOND | VA | PRIMARY | 37.55 | -77.46
23233 | STANDARD | HENRICO | VA | PRIMARY | 37.55 | -77.46
23234 | STANDARD | RICHMOND | VA | PRIMARY | 37.55 | -77.46
23235 | STANDARD | RICHMOND | VA | PRIMARY | 37.55 | -77.46
23236 | STANDARD | RICHMOND | VA | PRIMARY | 37.55 | -77.46
23237 | STANDARD | RICHMOND | VA | PRIMARY | 37.55 | -77.46
23238 | STANDARD | HENRICO | VA | PRIMARY | 37.55 | -77.46
23241 | PO BOX | RICHMOND | VA | PRIMARY | 37.55 | -77.46
23242 | PO BOX | HENRICO | VA | PRIMARY | 37.55 | -77.46
23249 | UNIQUE | RICHMOND | VA | PRIMARY | 37.55 | -77.46
23250 | STANDARD | RICHMOND | VA | PRIMARY | 37.55 | -77.46
23255 | PO BOX | HENRICO | VA | PRIMARY | 37.55 | -77.46
23260 | PO BOX | RICHMOND | VA | PRIMARY | 37.55 | -77.46
23261 | PO BOX | RICHMOND | VA | PRIMARY | 37.55 | -77.46
23269 | UNIQUE | RICHMOND | VA | PRIMARY | 37.55 | -77.46
23273 | UNIQUE | HENRICO | VA | PRIMARY | 37.55 | -77.46
23274 | UNIQUE | RICHMOND | VA | PRIMARY | 37.55 | -77.46
23276 | UNIQUE | RICHMOND | VA | PRIMARY | 37.55 | -77.46
23278 | UNIQUE | RICHMOND | VA | PRIMARY | 37.55 | -77.46
23279 | UNIQUE | RICHMOND | VA | PRIMARY | 37.55 | -77.46
23282 | UNIQUE | RICHMOND | VA | PRIMARY | 37.55 | -77.46
23284 | PO BOX | RICHMOND | VA | PRIMARY | 37.55 | -77.46
23285 | PO BOX | RICHMOND | VA | PRIMARY | 37.55 | -77.46
23286 | UNIQUE | RICHMOND | VA | PRIMARY | 37.55 | -77.46
23288 | UNIQUE | HENRICO | VA | PRIMARY | 37.55 | -77.46
23289 | UNIQUE | RICHMOND | VA | PRIMARY | 37.55 | -77.46
23290 | UNIQUE | RICHMOND | VA | PRIMARY | 37.55 | -77.46
23291 | UNIQUE | RICHMOND | VA | PRIMARY | 37.55 | -77.46
23292 | UNIQUE | RICHMOND | VA | PRIMARY | 37.55 | -77.46
23293 | UNIQUE | RICHMOND | VA | PRIMARY | 37.55 | -77.46
23294 | STANDARD | HENRICO | VA | PRIMARY | 37.55 | -77.46
23295 | UNIQUE | RICHMOND | VA | PRIMARY | 37.55 | -77.45
23297 | UNIQUE | RICHMOND | VA | PRIMARY | 37.55 | -77.46
23298 | STANDARD | RICHMOND | VA | PRIMARY | 37.55 | -77.46
24473 | STANDARD | ROCKBRIDGE BATHS | VA | PRIMARY | 37.9 | -79.41
23146 | STANDARD | ROCKVILLE | VA | PRIMARY | 37.72 | -77.67
22967 | STANDARD | ROSELAND | VA | PRIMARY | 37.74 | -78.97
22976 | STANDARD | TYRO | VA | PRIMARY | 37.82 | -79
22545 | PO BOX | RUBY | VA | PRIMARY | 38.5 | -77.51
22968 | STANDARD | RUCKERSVILLE | VA | PRIMARY | 38.23 | -78.37
22546 | STANDARD | RUTHER GLEN | VA | PRIMARY | 38 | -77.54
23147 | PO BOX | RUTHVILLE | VA | PRIMARY | 37.36 | -77.04
23023 | STANDARD | BRUINGTON | VA | PRIMARY | 37.77 | -76.93
23148 | STANDARD | SAINT STEPHENS CHURCH | VA | PRIMARY | 37.8 | -77.05
23161 | STANDARD | STEVENSVILLE | VA | PRIMARY | 37.72 | -76.92
23031 | PO BOX | CHRISTCHURCH | VA | PRIMARY | 37.57 | -76.6
23149 | STANDARD | SALUDA | VA | PRIMARY | 37.6 | -76.59
23150 | STANDARD | SANDSTON | VA | PRIMARY | 37.51 | -77.27
23153 | STANDARD | SANDY HOOK | VA | PRIMARY | 37.75 | -77.91
23426 | STANDARD | SANFORD | VA | PRIMARY | 37.92 | -75.66
23967 | STANDARD | SAXE | VA | PRIMARY | 36.93 | -78.66
23427 | PO BOX | SAXIS | VA | PRIMARY | 37.92 | -75.72
23154 | PO BOX | SCHLEY | VA | PRIMARY | 37.39 | -76.44
22969 | STANDARD | SCHUYLER | VA | PRIMARY | 37.79 | -78.69
23696 | STANDARD | SEAFORD | VA | PRIMARY | 37.19 | -76.43
22547 | PO BOX | SEALSTON | VA | PRIMARY | 38.27 | -77.32
23878 | STANDARD | SEDLEY | VA | PRIMARY | 36.77 | -76.98
24474 | PO BOX | SELMA | VA | PRIMARY | 37.79 | -79.87
23108 | STANDARD | MASCOT | VA | PRIMARY | 37.62 | -76.7
23156 | STANDARD | SHACKLEFORDS | VA | PRIMARY | 37.54 | -76.73
22548 | PO BOX | SHARPS | VA | PRIMARY | 37.84 | -76.7
22849 | STANDARD | SHENANDOAH | VA | PRIMARY | 38.48 | -78.62
22971 | STANDARD | SHIPMAN | VA | PRIMARY | 37.72 | -78.83
22850 | STANDARD | SINGERS GLEN | VA | PRIMARY | 38.56 | -78.9
23879 | STANDARD | SKIPPERS | VA | PRIMARY | 36.58 | -77.54
23968 | STANDARD | SKIPWITH | VA | PRIMARY | 36.69 | -78.49
23430 | STANDARD | SMITHFIELD | VA | PRIMARY | 36.98 | -76.61
23431 | PO BOX | SMITHFIELD | VA | PRIMARY | 36.98 | -76.61
22972 | STANDARD | SOMERSET | VA | PRIMARY | 38.2 | -78.23
23970 | STANDARD | SOUTH HILL | VA | PRIMARY | 36.72 | -78.12
22552 | PO BOX | SPARTA | VA | PRIMARY | 37.99 | -77.22
22551 | STANDARD | SPOTSYLVANIA | VA | PRIMARY | 38.17 | -77.7
22553 | STANDARD | SPOTSYLVANIA | VA | PRIMARY | 38.19 | -77.68
23881 | STANDARD | SPRING GROVE | VA | PRIMARY | 37.16 | -76.97
22430 | PO BOX | BROOKE | VA | PRIMARY | 38.37 | -77.34
22554 | STANDARD | STAFFORD | VA | PRIMARY | 38.42 | -77.4
22555 | PO BOX | STAFFORD | VA | PRIMARY | 38.42 | -77.4
22556 | STANDARD | STAFFORD | VA | PRIMARY | 38.42 | -77.4
22973 | STANDARD | STANARDSVILLE | VA | PRIMARY | 38.3 | -78.43
22851 | STANDARD | STANLEY | VA | PRIMARY | 38.57 | -78.5
24401 | STANDARD | STAUNTON | VA | PRIMARY | 38.15 | -79.06
24402 | PO BOX | STAUNTON | VA | PRIMARY | 38.15 | -79.06
24476 | STANDARD | STEELES TAVERN | VA | PRIMARY | 37.92 | -79.2
23882 | STANDARD | STONY CREEK | VA | PRIMARY | 36.94 | -77.4
24477 | STANDARD | STUARTS DRAFT | VA | PRIMARY | 38.02 | -79.02
23162 | PO BOX | STUDLEY | VA | PRIMARY | 37.67 | -77.29
23432 | STANDARD | SUFFOLK | VA | PRIMARY | 36.7 | -76.63
23433 | STANDARD | SUFFOLK | VA | PRIMARY | 36.7 | -76.63
23434 | STANDARD | SUFFOLK | VA | PRIMARY | 36.7 | -76.63
23435 | STANDARD | SUFFOLK | VA | PRIMARY | 36.7 | -76.63
23436 | STANDARD | SUFFOLK | VA | PRIMARY | 36.7 | -76.63
23437 | STANDARD | SUFFOLK | VA | PRIMARY | 36.7 | -76.63
23438 | STANDARD | SUFFOLK | VA | PRIMARY | 36.7 | -76.63
23439 | PO BOX | SUFFOLK | VA | PRIMARY | 36.7 | -76.63
23883 | STANDARD | SURRY | VA | PRIMARY | 37.13 | -76.83
23163 | STANDARD | SUSAN | VA | PRIMARY | 37.36 | -76.31
23884 | PO BOX | SUSSEX | VA | PRIMARY | 36.91 | -77.27
23885 | STANDARD | SUTHERLAND | VA | PRIMARY | 37.19 | -77.56
24479 | STANDARD | SWOOPE | VA | PRIMARY | 38.14 | -79.2
23440 | PO BOX | TANGIER | VA | PRIMARY | 37.82 | -75.99
22560 | STANDARD | TAPPAHANNOCK | VA | PRIMARY | 37.92 | -76.86
23441 | PO BOX | TASLEY | VA | PRIMARY | 37.7 | -75.7
23399 | STANDARD | JENKINS BRIDGE | VA | PRIMARY | 37.91 | -75.63
23442 | STANDARD | TEMPERANCEVILLE | VA | PRIMARY | 37.89 | -75.54
22565 | PO BOX | THORNBURG | VA | PRIMARY | 38.13 | -77.52
22853 | STANDARD | TIMBERVILLE | VA | PRIMARY | 38.63 | -78.77
23168 | STANDARD | TOANO | VA | PRIMARY | 37.37 | -76.8
23169 | STANDARD | TOPPING | VA | PRIMARY | 37.59 | -76.46
23443 | PO BOX | TOWNSEND | VA | PRIMARY | 37.18 | -75.95
22974 | STANDARD | TROY | VA | PRIMARY | 37.94 | -78.24
22567 | STANDARD | UNIONVILLE | VA | PRIMARY | 38.25 | -77.96
23079 | STANDARD | JAMAICA | VA | PRIMARY | 37.71 | -76.69
23175 | STANDARD | URBANNA | VA | PRIMARY | 37.63 | -76.57
23180 | STANDARD | WATER VIEW | VA | PRIMARY | 37.72 | -76.61
23887 | STANDARD | VALENTINES | VA | PRIMARY | 36.58 | -77.83
24482 | STANDARD | VERONA | VA | PRIMARY | 38.19 | -79
24483 | STANDARD | VESUVIUS | VA | PRIMARY | 37.9 | -79.2
23974 | STANDARD | VICTORIA | VA | PRIMARY | 36.99 | -78.22
23450 | PO BOX | VIRGINIA BEACH | VA | PRIMARY | 36.73 | -76.04
23451 | STANDARD | VIRGINIA BEACH | VA | PRIMARY | 36.73 | -76.04
23452 | STANDARD | VIRGINIA BEACH | VA | PRIMARY | 36.73 | -76.04
23453 | STANDARD | VIRGINIA BEACH | VA | PRIMARY | 36.78 | -76.08
23454 | STANDARD | VIRGINIA BEACH | VA | PRIMARY | 36.73 | -76.04
23455 | STANDARD | VIRGINIA BEACH | VA | PRIMARY | 36.73 | -76.04
23456 | STANDARD | VIRGINIA BEACH | VA | PRIMARY | 36.73 | -76.04
23457 | STANDARD | VIRGINIA BEACH | VA | PRIMARY | 36.73 | -76.04
23458 | PO BOX | VIRGINIA BEACH | VA | PRIMARY | 36.73 | -76.04
23459 | STANDARD | VIRGINIA BEACH | VA | PRIMARY | 36.73 | -76.04
23460 | STANDARD | VIRGINIA BEACH | VA | PRIMARY | 36.73 | -76.04
23461 | STANDARD | VIRGINIA BEACH | VA | PRIMARY | 36.73 | -76.04
23462 | STANDARD | VIRGINIA BEACH | VA | PRIMARY | 36.73 | -76.04
23463 | UNIQUE | VIRGINIA BEACH | VA | PRIMARY | 36.73 | -76.04
23464 | STANDARD | VIRGINIA BEACH | VA | PRIMARY | 36.73 | -76.04
23465 | UNIQUE | VIRGINIA BEACH | VA | PRIMARY | 36.73 | -76.04
23466 | PO BOX | VIRGINIA BEACH | VA | PRIMARY | 36.73 | -76.04
23467 | PO BOX | VIRGINIA BEACH | VA | PRIMARY | 36.73 | -76.04
23471 | PO BOX | VIRGINIA BEACH | VA | PRIMARY | 36.73 | -76.04
23479 | UNIQUE | VIRGINIA BEACH | VA | PRIMARY | 36.73 | -76.04
23480 | PO BOX | WACHAPREAGUE | VA | PRIMARY | 37.6 | -75.68
28145 | PO BOX | SALISBURY | NC | PRIMARY | 35.66 | -80.48
28146 | STANDARD | SALISBURY | NC | PRIMARY | 35.66 | -80.48
28147 | STANDARD | SALISBURY | NC | PRIMARY | 35.66 | -80.48
28575 | PO BOX | SALTER PATH | NC | PRIMARY | 34.68 | -76.87
28773 | STANDARD | SALUDA | NC | PRIMARY | 35.23 | -82.34
28774 | STANDARD | SAPPHIRE | NC | PRIMARY | 35.1 | -83
28775 | STANDARD | SCALY MOUNTAIN | NC | PRIMARY | 35.01 | -83.31
28577 | STANDARD | SEALEVEL | NC | PRIMARY | 34.89 | -76.39
28581 | STANDARD | STACY | NC | PRIMARY | 34.85 | -76.41
28578 | STANDARD | SEVEN SPRINGS | NC | PRIMARY | 35.22 | -77.84
28459 | PO BOX | SHALLOTTE | NC | PRIMARY | 33.97 | -78.38
28467 | STANDARD | CALABASH | NC | PRIMARY | 33.89 | -78.57
28468 | STANDARD | SUNSET BEACH | NC | PRIMARY | 33.87 | -78.51
28469 | STANDARD | OCEAN ISLE BEACH | NC | PRIMARY | 33.89 | -78.42
23176 | STANDARD | WAKE | VA | PRIMARY | 37.56 | -76.42
23888 | STANDARD | WAKEFIELD | VA | PRIMARY | 36.96 | -76.98
23177 | STANDARD | WALKERTON | VA | PRIMARY | 37.72 | -77.02
23178 | PO BOX | WARE NECK | VA | PRIMARY | 37.4 | -76.45
23889 | STANDARD | WARFIELD | VA | PRIMARY | 36.89 | -77.74
24484 | STANDARD | WARM SPRINGS | VA | PRIMARY | 38.05 | -79.78
22572 | STANDARD | WARSAW | VA | PRIMARY | 37.96 | -76.76
23890 | STANDARD | WAVERLY | VA | PRIMARY | 37.03 | -77.09
23891 | UNIQUE | WAVERLY | VA | PRIMARY | 37.03 | -77.09
22980 | STANDARD | WAYNESBORO | VA | PRIMARY | 38.06 | -78.9
22576 | STANDARD | WEEMS | VA | PRIMARY | 37.65 | -76.44
24485 | STANDARD | WEST AUGUSTA | VA | PRIMARY | 38.27 | -79.3
22577 | PO BOX | SANDY POINT | VA | PRIMARY | 38.06 | -76.55
23091 | STANDARD | LITTLE PLYMOUTH | VA | PRIMARY | 37.62 | -76.79
23181 | STANDARD | WEST POINT | VA | PRIMARY | 37.55 | -76.8
24486 | STANDARD | WEYERS CAVE | VA | PRIMARY | 38.28 | -78.92
22987 | PO BOX | WHITE HALL | VA | PRIMARY | 38.11 | -78.66
23183 | PO BOX | WHITE MARSH | VA | PRIMARY | 37.34 | -76.52
23893 | STANDARD | WHITE PLAINS | VA | PRIMARY | 36.63 | -77.91
22578 | STANDARD | WHITE STONE | VA | PRIMARY | 37.64 | -76.39
23184 | PO BOX | WICOMICO | VA | PRIMARY | 37.29 | -76.51
22579 | PO BOX | WICOMICO CHURCH | VA | PRIMARY | 37.81 | -76.37
23081 | PO BOX | JAMESTOWN | VA | PRIMARY | 37.22 | -76.76
23185 | STANDARD | WILLIAMSBURG | VA | PRIMARY | 37.27 | -76.7
23186 | UNIQUE | WILLIAMSBURG | VA | PRIMARY | 37.27 | -76.7
23187 | PO BOX | WILLIAMSBURG | VA | PRIMARY | 37.27 | -76.7
23188 | STANDARD | WILLIAMSBURG | VA | PRIMARY | 37.27 | -76.7
24487 | STANDARD | WILLIAMSVILLE | VA | PRIMARY | 38.19 | -79.56
23486 | PO BOX | WILLIS WHARF | VA | PRIMARY | 37.51 | -75.81
23894 | STANDARD | WILSONS | VA | PRIMARY | 37.14 | -77.85
23487 | STANDARD | WINDSOR | VA | PRIMARY | 36.8 | -76.73
23488 | STANDARD | WITHAMS | VA | PRIMARY | 37.96 | -75.56
22580 | STANDARD | WOODFORD | VA | PRIMARY | 38.11 | -77.4
23190 | PO BOX | WOODS CROSS ROADS | VA | PRIMARY | 37.43 | -76.54
23976 | STANDARD | WYLLIESBURG | VA | PRIMARY | 36.85 | -78.58
23897 | STANDARD | YALE | VA | PRIMARY | 36.84 | -77.28
23690 | STANDARD | YORKTOWN | VA | PRIMARY | 37.23 | -76.5
23691 | STANDARD | YORKTOWN | VA | PRIMARY | 37.23 | -76.5
23692 | STANDARD | YORKTOWN | VA | PRIMARY | 37.23 | -76.5
23693 | STANDARD | YORKTOWN | VA | PRIMARY | 37.23 | -76.5
23898 | STANDARD | ZUNI | VA | PRIMARY | 36.86 | -76.82
27006 | STANDARD | ADVANCE | NC | PRIMARY | 35.93 | -80.4
27910 | STANDARD | AHOSKIE | NC | PRIMARY | 36.28 | -76.98
27201 | PO BOX | ALAMANCE | NC | PRIMARY | 36.03 | -79.48
27202 | PO BOX | ALTAMAHAW | NC | PRIMARY | 36.17 | -79.5
27501 | STANDARD | ANGIER | NC | PRIMARY | 35.51 | -78.73
27502 | STANDARD | APEX | NC | PRIMARY | 35.72 | -78.84
27523 | STANDARD | APEX | NC | PRIMARY | 35.77 | -78.94
27539 | STANDARD | APEX | NC | PRIMARY | 35.67 | -78.81
27007 | STANDARD | ARARAT | NC | PRIMARY | 36.4 | -80.56
27203 | STANDARD | ASHEBORO | NC | PRIMARY | 35.71 | -79.81
27204 | PO BOX | ASHEBORO | NC | PRIMARY | 35.71 | -79.81
27205 | STANDARD | ASHEBORO | NC | PRIMARY | 35.65 | -79.84
27805 | STANDARD | AULANDER | NC | PRIMARY | 36.22 | -77.11
27806 | STANDARD | AURORA | NC | PRIMARY | 35.3 | -76.78
27915 | PO BOX | AVON | NC | PRIMARY | 35.34 | -75.5
27916 | STANDARD | AYDLETT | NC | PRIMARY | 36.32 | -75.9
27503 | STANDARD | BAHAMA | NC | PRIMARY | 36.17 | -78.88
27807 | STANDARD | BAILEY | NC | PRIMARY | 35.78 | -78.11
28604 | STANDARD | BANNER ELK | NC | PRIMARY | 36.16 | -81.87
28691 | PO BOX | VALLE CRUCIS | NC | PRIMARY | 36.21 | -81.78
27917 | STANDARD | BARCO | NC | PRIMARY | 36.39 | -75.97
27808 | STANDARD | BATH | NC | PRIMARY | 35.47 | -76.81
27809 | STANDARD | BATTLEBORO | NC | PRIMARY | 36.04 | -77.75
27207 | STANDARD | BEAR CREEK | NC | PRIMARY | 35.6 | -79.36
27009 | STANDARD | BELEWS CREEK | NC | PRIMARY | 36.25 | -80.06
27810 | STANDARD | BELHAVEN | NC | PRIMARY | 35.54 | -76.62
27811 | PO BOX | BELLARTHUR | NC | PRIMARY | 35.57 | -77.49
27919 | STANDARD | BELVIDERE | NC | PRIMARY | 36.26 | -76.53
27208 | STANDARD | BENNETT | NC | PRIMARY | 35.57 | -79.52
27504 | STANDARD | BENSON | NC | PRIMARY | 35.37 | -78.54
27010 | PO BOX | BETHANIA | NC | PRIMARY | 36.14 | -80.3
27812 | STANDARD | BETHEL | NC | PRIMARY | 35.8 | -77.37
27209 | STANDARD | BISCOE | NC | PRIMARY | 35.36 | -79.78
27813 | PO BOX | BLACK CREEK | NC | PRIMARY | 35.63 | -77.93
27814 | STANDARD | BLOUNTS CREEK | NC | PRIMARY | 35.36 | -76.92
28605 | STANDARD | BLOWING ROCK | NC | PRIMARY | 36.12 | -81.67
27213 | PO BOX | BONLEE | NC | PRIMARY | 35.61 | -79.44
28606 | STANDARD | BOOMER | NC | PRIMARY | 36.06 | -81.25
28607 | STANDARD | BOONE | NC | PRIMARY | 36.2 | -81.66
28608 | UNIQUE | BOONE | NC | PRIMARY | 36.2 | -81.66
27011 | STANDARD | BOONVILLE | NC | PRIMARY | 36.23 | -80.7
27505 | STANDARD | BROADWAY | NC | PRIMARY | 35.45 | -79.05
27214 | STANDARD | BROWNS SUMMIT | NC | PRIMARY | 36.2 | -79.69
27506 | PO BOX | BUIES CREEK | NC | PRIMARY | 35.4 | -78.74
27507 | STANDARD | BULLOCK | NC | PRIMARY | 36.5 | -78.55
27508 | STANDARD | BUNN | NC | PRIMARY | 35.95 | -78.25
27215 | STANDARD | BURLINGTON | NC | PRIMARY | 36.08 | -79.44
27216 | PO BOX | BURLINGTON | NC | PRIMARY | 36.08 | -79.44
27217 | STANDARD | BURLINGTON | NC | PRIMARY | 36.08 | -79.44
27509 | STANDARD | BUTNER | NC | PRIMARY | 36.13 | -78.77
27920 | PO BOX | BUXTON | NC | PRIMARY | 35.24 | -75.53
27921 | STANDARD | CAMDEN | NC | PRIMARY | 36.32 | -76.16
27229 | STANDARD | CANDOR | NC | PRIMARY | 35.29 | -79.74
27510 | STANDARD | CARRBORO | NC | PRIMARY | 35.91 | -79.08
27511 | STANDARD | CARY | NC | PRIMARY | 35.78 | -78.79
27512 | PO BOX | CARY | NC | PRIMARY | 35.78 | -78.79
27513 | STANDARD | CARY | NC | PRIMARY | 35.78 | -78.79
27518 | STANDARD | CARY | NC | PRIMARY | 35.78 | -78.79
27519 | STANDARD | CARY | NC | PRIMARY | 35.78 | -78.79
27816 | STANDARD | CASTALIA | NC | PRIMARY | 36.08 | -78.05
28609 | STANDARD | CATAWBA | NC | PRIMARY | 35.7 | -81.07
27230 | PO BOX | CEDAR FALLS | NC | PRIMARY | 35.8 | -79.72
27231 | STANDARD | CEDAR GROVE | NC | PRIMARY | 36.2 | -79.17
27514 | STANDARD | CHAPEL HILL | NC | PRIMARY | 35.92 | -79.04
27515 | PO BOX | CHAPEL HILL | NC | PRIMARY | 35.92 | -79.04
27516 | STANDARD | CHAPEL HILL | NC | PRIMARY | 35.92 | -79.04
27517 | STANDARD | CHAPEL HILL | NC | PRIMARY | 35.84 | -79.03
27599 | UNIQUE | CHAPEL HILL | NC | PRIMARY | 35.92 | -79.04
27817 | STANDARD | CHOCOWINITY | NC | PRIMARY | 35.51 | -77.09
28610 | STANDARD | CLAREMONT | NC | PRIMARY | 35.71 | -81.15
27520 | STANDARD | CLAYTON | NC | PRIMARY | 35.64 | -78.45
27527 | STANDARD | CLAYTON | NC | PRIMARY | 35.63 | -78.36
27528 | STANDARD | CLAYTON | NC | PRIMARY | 35.65 | -78.45
27012 | STANDARD | CLEMMONS | NC | PRIMARY | 36.02 | -80.38
27013 | STANDARD | CLEVELAND | NC | PRIMARY | 35.73 | -80.67
27233 | STANDARD | CLIMAX | NC | PRIMARY | 35.92 | -79.73
27521 | STANDARD | COATS | NC | PRIMARY | 35.4 | -78.66
27922 | STANDARD | COFIELD | NC | PRIMARY | 36.35 | -76.9
27923 | STANDARD | COINJOCK | NC | PRIMARY | 36.34 | -75.95
27924 | STANDARD | COLERAIN | NC | PRIMARY | 36.2 | -76.76
27235 | STANDARD | COLFAX | NC | PRIMARY | 36.13 | -80.02
28611 | STANDARD | COLLETTSVILLE | NC | PRIMARY | 35.92 | -81.66
27925 | STANDARD | COLUMBIA | NC | PRIMARY | 35.91 | -76.25
27818 | STANDARD | COMO | NC | PRIMARY | 36.49 | -77.01
27819 | PO BOX | CONETOE | NC | PRIMARY | 35.81 | -77.45
28612 | STANDARD | CONNELLYS SPRINGS | NC | PRIMARY | 35.66 | -81.49
28613 | STANDARD | CONOVER | NC | PRIMARY | 35.7 | -81.21
27820 | STANDARD | CONWAY | NC | PRIMARY | 36.43 | -77.22
27014 | PO BOX | COOLEEMEE | NC | PRIMARY | 35.81 | -80.55
27926 | STANDARD | CORAPEAKE | NC | PRIMARY | 36.53 | -76.57
27927 | STANDARD | COROLLA | NC | PRIMARY | 36.37 | -75.83
27522 | STANDARD | CREEDMOOR | NC | PRIMARY | 36.12 | -78.68
28615 | STANDARD | CRESTON | NC | PRIMARY | 36.44 | -81.65
27928 | STANDARD | CRESWELL | NC | PRIMARY | 35.87 | -76.39
28616 | PO BOX | CROSSNORE | NC | PRIMARY | 36.02 | -81.93
28617 | STANDARD | CRUMPLER | NC | PRIMARY | 36.47 | -81.37
27929 | STANDARD | CURRITUCK | NC | PRIMARY | 36.44 | -76.01
27016 | STANDARD | DANBURY | NC | PRIMARY | 36.4 | -80.21
28618 | STANDARD | DEEP GAP | NC | PRIMARY | 36.23 | -81.51
27239 | STANDARD | DENTON | NC | PRIMARY | 35.63 | -80.11
27017 | STANDARD | DOBSON | NC | PRIMARY | 36.39 | -80.72
28619 | PO BOX | DREXEL | NC | PRIMARY | 35.75 | -81.6
27701 | STANDARD | DURHAM | NC | PRIMARY | 35.98 | -78.91
27702 | PO BOX | DURHAM | NC | PRIMARY | 35.98 | -78.91
27703 | STANDARD | DURHAM | NC | PRIMARY | 35.98 | -78.91
27704 | STANDARD | DURHAM | NC | PRIMARY | 35.98 | -78.91
27705 | STANDARD | DURHAM | NC | PRIMARY | 35.98 | -78.91
27706 | STANDARD | DURHAM | NC | PRIMARY | 35.98 | -78.91
27707 | STANDARD | DURHAM | NC | PRIMARY | 35.98 | -78.91
27708 | UNIQUE | DURHAM | NC | PRIMARY | 35.98 | -78.91
27709 | PO BOX | DURHAM | NC | PRIMARY | 35.98 | -78.91
27710 | UNIQUE | DURHAM | NC | PRIMARY | 35.98 | -78.91
27711 | UNIQUE | DURHAM | NC | PRIMARY | 35.98 | -78.91
27712 | STANDARD | DURHAM | NC | PRIMARY | 35.98 | -78.91
27713 | STANDARD | DURHAM | NC | PRIMARY | 35.98 | -78.91
27715 | PO BOX | DURHAM | NC | PRIMARY | 35.98 | -78.91
27717 | PO BOX | DURHAM | NC | PRIMARY | 35.98 | -78.91
27722 | PO BOX | DURHAM | NC | PRIMARY | 35.98 | -78.91
27242 | STANDARD | EAGLE SPRINGS | NC | PRIMARY | 35.3 | -79.65
27018 | STANDARD | EAST BEND | NC | PRIMARY | 36.21 | -80.5
27288 | STANDARD | EDEN | NC | PRIMARY | 36.5 | -79.74
27289 | PO BOX | EDEN | NC | PRIMARY | 36.5 | -79.74
27932 | STANDARD | EDENTON | NC | PRIMARY | 36.05 | -76.6
27821 | STANDARD | EDWARD | NC | PRIMARY | 35.32 | -76.89
27243 | STANDARD | EFLAND | NC | PRIMARY | 36.06 | -79.17
27906 | PO BOX | ELIZABETH CITY | NC | PRIMARY | 36.29 | -76.22
27907 | PO BOX | ELIZABETH CITY | NC | PRIMARY | 36.29 | -76.22
27909 | STANDARD | ELIZABETH CITY | NC | PRIMARY | 36.29 | -76.22
28621 | STANDARD | ELKIN | NC | PRIMARY | 36.25 | -80.84
28622 | STANDARD | ELK PARK | NC | PRIMARY | 36.15 | -81.98
27822 | STANDARD | ELM CITY | NC | PRIMARY | 35.8 | -77.86
27244 | STANDARD | ELON | NC | PRIMARY | 36.09 | -79.51
27823 | STANDARD | ENFIELD | NC | PRIMARY | 36.17 | -77.66
27824 | STANDARD | ENGELHARD | NC | PRIMARY | 35.54 | -76.02
28623 | STANDARD | ENNICE | NC | PRIMARY | 36.55 | -81
27247 | PO BOX | ETHER | NC | PRIMARY | 35.44 | -79.78
27935 | STANDARD | EURE | NC | PRIMARY | 36.42 | -76.85
27825 | PO BOX | EVERETTS | NC | PRIMARY | 35.83 | -77.17
27826 | STANDARD | FAIRFIELD | NC | PRIMARY | 35.57 | -76.24
27827 | PO BOX | FALKLAND | NC | PRIMARY | 35.69 | -77.51
27828 | STANDARD | FARMVILLE | NC | PRIMARY | 35.59 | -77.59
28624 | STANDARD | FERGUSON | NC | PRIMARY | 36.13 | -81.41
28626 | STANDARD | FLEETWOOD | NC | PRIMARY | 36.3 | -81.51
27829 | STANDARD | FOUNTAIN | NC | PRIMARY | 35.67 | -77.63
27524 | STANDARD | FOUR OAKS | NC | PRIMARY | 35.44 | -78.42
27525 | STANDARD | FRANKLINTON | NC | PRIMARY | 36.1 | -78.45
27248 | STANDARD | FRANKLINVILLE | NC | PRIMARY | 35.74 | -79.69
27830 | STANDARD | FREMONT | NC | PRIMARY | 35.54 | -77.97
27936 | PO BOX | FRISCO | NC | PRIMARY | 35.24 | -75.58
27526 | STANDARD | FUQUAY VARINA | NC | PRIMARY | 35.54 | -78.83
27529 | STANDARD | GARNER | NC | PRIMARY | 35.69 | -78.62
27831 | STANDARD | GARYSBURG | NC | PRIMARY | 36.44 | -77.55
27832 | STANDARD | GASTON | NC | PRIMARY | 36.49 | -77.64
27937 | STANDARD | GATES | NC | PRIMARY | 36.5 | -76.76
27938 | STANDARD | GATESVILLE | NC | PRIMARY | 36.4 | -76.75
27019 | STANDARD | GERMANTON | NC | PRIMARY | 36.26 | -80.23
27249 | STANDARD | GIBSONVILLE | NC | PRIMARY | 36.1 | -79.54
28627 | STANDARD | GLADE VALLEY | NC | PRIMARY | 36.48 | -81.05
28628 | PO BOX | GLEN ALPINE | NC | PRIMARY | 35.72 | -81.77
28629 | STANDARD | GLENDALE SPRINGS | NC | PRIMARY | 36.35 | -81.38
27530 | STANDARD | GOLDSBORO | NC | PRIMARY | 35.37 | -77.97
27531 | STANDARD | GOLDSBORO | NC | PRIMARY | 35.37 | -77.97
27532 | PO BOX | GOLDSBORO | NC | PRIMARY | 35.37 | -77.97
27533 | PO BOX | GOLDSBORO | NC | PRIMARY | 35.37 | -77.97
27534 | STANDARD | GOLDSBORO | NC | PRIMARY | 35.37 | -77.97
27252 | STANDARD | GOLDSTON | NC | PRIMARY | 35.59 | -79.32
27253 | STANDARD | GRAHAM | NC | PRIMARY | 36.06 | -79.39
27939 | STANDARD | GRANDY | NC | PRIMARY | 36.24 | -75.87
28630 | STANDARD | GRANITE FALLS | NC | PRIMARY | 35.8 | -81.42
28631 | STANDARD | GRASSY CREEK | NC | PRIMARY | 36.56 | -81.4
27401 | STANDARD | GREENSBORO | NC | PRIMARY | 36.07 | -79.82
27402 | PO BOX | GREENSBORO | NC | PRIMARY | 36.07 | -79.82
27403 | STANDARD | GREENSBORO | NC | PRIMARY | 36.07 | -79.82
27404 | PO BOX | GREENSBORO | NC | PRIMARY | 36.07 | -79.82
27405 | STANDARD | GREENSBORO | NC | PRIMARY | 36.07 | -79.82
27406 | STANDARD | GREENSBORO | NC | PRIMARY | 36.07 | -79.82
27407 | STANDARD | GREENSBORO | NC | PRIMARY | 36.07 | -79.82
27408 | STANDARD | GREENSBORO | NC | PRIMARY | 36.07 | -79.82
27409 | STANDARD | GREENSBORO | NC | PRIMARY | 36.07 | -79.82
27410 | STANDARD | GREENSBORO | NC | PRIMARY | 36.07 | -79.82
27411 | UNIQUE | GREENSBORO | NC | PRIMARY | 36.07 | -79.82
27412 | UNIQUE | GREENSBORO | NC | PRIMARY | 36.07 | -79.82
27413 | UNIQUE | GREENSBORO | NC | PRIMARY | 36.07 | -79.82
27415 | PO BOX | GREENSBORO | NC | PRIMARY | 36.07 | -79.82
27416 | PO BOX | GREENSBORO | NC | PRIMARY | 36.07 | -79.82
27417 | PO BOX | GREENSBORO | NC | PRIMARY | 36.07 | -79.82
27419 | PO BOX | GREENSBORO | NC | PRIMARY | 36.07 | -79.82
27420 | PO BOX | GREENSBORO | NC | PRIMARY | 36.07 | -79.82
27425 | PO BOX | GREENSBORO | NC | PRIMARY | 36.07 | -79.82
27427 | PO BOX | GREENSBORO | NC | PRIMARY | 36.07 | -79.82
27429 | PO BOX | GREENSBORO | NC | PRIMARY | 36.07 | -79.82
27435 | PO BOX | GREENSBORO | NC | PRIMARY | 36.07 | -79.82
27438 | PO BOX | GREENSBORO | NC | PRIMARY | 36.07 | -79.82
27455 | STANDARD | GREENSBORO | NC | PRIMARY | 36.07 | -79.82
27495 | STANDARD | GREENSBORO | NC | PRIMARY | 36.07 | -79.82
27497 | UNIQUE | GREENSBORO | NC | PRIMARY | 36.07 | -79.95
27498 | UNIQUE | GREENSBORO | NC | PRIMARY | 36.07 | -79.82
27499 | UNIQUE | GREENSBORO | NC | PRIMARY | 36.07 | -79.82
27833 | PO BOX | GREENVILLE | NC | PRIMARY | 35.59 | -77.37
27834 | STANDARD | GREENVILLE | NC | PRIMARY | 35.59 | -77.37
27835 | PO BOX | GREENVILLE | NC | PRIMARY | 35.59 | -77.37
27836 | PO BOX | GREENVILLE | NC | PRIMARY | 35.59 | -77.37
27858 | STANDARD | GREENVILLE | NC | PRIMARY | 35.59 | -77.37
27837 | STANDARD | GRIMESLAND | NC | PRIMARY | 35.56 | -77.19
27256 | PO BOX | GULF | NC | PRIMARY | 35.57 | -79.28
27839 | STANDARD | HALIFAX | NC | PRIMARY | 36.32 | -77.59
27840 | STANDARD | HAMILTON | NC | PRIMARY | 35.94 | -77.2
27020 | STANDARD | HAMPTONVILLE | NC | PRIMARY | 36.11 | -80.81
27941 | STANDARD | HARBINGER | NC | PRIMARY | 36.1 | -75.81
28634 | STANDARD | HARMONY | NC | PRIMARY | 35.95 | -80.77
27942 | STANDARD | HARRELLSVILLE | NC | PRIMARY | 36.3 | -76.79
27841 | PO BOX | HASSELL | NC | PRIMARY | 35.9 | -77.27
27943 | PO BOX | HATTERAS | NC | PRIMARY | 35.21 | -75.68
27258 | STANDARD | HAW RIVER | NC | PRIMARY | 36.09 | -79.36
28635 | STANDARD | HAYS | NC | PRIMARY | 36.24 | -81.11
27536 | STANDARD | HENDERSON | NC | PRIMARY | 36.32 | -78.41
27537 | STANDARD | HENDERSON | NC | PRIMARY | 36.37 | -78.37
27842 | STANDARD | HENRICO | NC | PRIMARY | 36.53 | -77.83
27930 | PO BOX | DURANTS NECK | NC | PRIMARY | 36.18 | -76.33
27944 | STANDARD | HERTFORD | NC | PRIMARY | 36.18 | -76.47
28601 | STANDARD | HICKORY | NC | PRIMARY | 35.73 | -81.32
28602 | STANDARD | HICKORY | NC | PRIMARY | 35.73 | -81.32
28603 | PO BOX | HICKORY | NC | PRIMARY | 35.73 | -81.32
28636 | STANDARD | HIDDENITE | NC | PRIMARY | 35.9 | -81.09
27259 | PO BOX | HIGHFALLS | NC | PRIMARY | 35.48 | -79.53
27260 | STANDARD | HIGH POINT | NC | PRIMARY | 35.98 | -79.99
27261 | PO BOX | HIGH POINT | NC | PRIMARY | 35.98 | -79.99
27262 | STANDARD | HIGH POINT | NC | PRIMARY | 35.98 | -79.99
27263 | STANDARD | HIGH POINT | NC | PRIMARY | 35.98 | -79.99
27264 | PO BOX | HIGH POINT | NC | PRIMARY | 35.98 | -79.99
27265 | STANDARD | HIGH POINT | NC | PRIMARY | 35.98 | -79.99
28637 | STANDARD | HILDEBRAN | NC | PRIMARY | 35.71 | -81.42
27278 | STANDARD | HILLSBOROUGH | NC | PRIMARY | 36.07 | -79.1
27946 | STANDARD | HOBBSVILLE | NC | PRIMARY | 36.34 | -76.6
27843 | STANDARD | HOBGOOD | NC | PRIMARY | 36.02 | -77.39
27844 | STANDARD | HOLLISTER | NC | PRIMARY | 36.25 | -77.92
27540 | STANDARD | HOLLY SPRINGS | NC | PRIMARY | 35.65 | -78.83
28638 | STANDARD | HUDSON | NC | PRIMARY | 35.84 | -81.48
27541 | STANDARD | HURDLE MILLS | NC | PRIMARY | 36.25 | -79.08
28666 | PO BOX | ICARD | NC | PRIMARY | 35.72 | -81.45
27845 | STANDARD | JACKSON | NC | PRIMARY | 36.39 | -77.41
27281 | STANDARD | JACKSON SPRINGS | NC | PRIMARY | 35.19 | -79.64
27282 | STANDARD | JAMESTOWN | NC | PRIMARY | 35.99 | -79.93
27846 | STANDARD | JAMESVILLE | NC | PRIMARY | 35.81 | -76.89
27947 | STANDARD | JARVISBURG | NC | PRIMARY | 36.2 | -75.86
28640 | STANDARD | JEFFERSON | NC | PRIMARY | 36.42 | -81.46
28641 | PO BOX | JONAS RIDGE | NC | PRIMARY | 35.97 | -81.89
28642 | STANDARD | JONESVILLE | NC | PRIMARY | 36.23 | -80.84
27283 | STANDARD | JULIAN | NC | PRIMARY | 35.95 | -79.63
27847 | STANDARD | KELFORD | NC | PRIMARY | 36.18 | -77.22
27542 | STANDARD | KENLY | NC | PRIMARY | 35.59 | -78.12
27284 | STANDARD | KERNERSVILLE | NC | PRIMARY | 36.11 | -80.07
27285 | PO BOX | KERNERSVILLE | NC | PRIMARY | 36.11 | -80.07
27948 | STANDARD | KILL DEVIL HILLS | NC | PRIMARY | 36.01 | -75.66
27021 | STANDARD | KING | NC | PRIMARY | 36.27 | -80.35
27543 | PO BOX | KIPLING | NC | PRIMARY | 35.48 | -78.81
27544 | STANDARD | KITTRELL | NC | PRIMARY | 36.22 | -78.44
27949 | STANDARD | KITTY HAWK | NC | PRIMARY | 36.07 | -75.71
27545 | STANDARD | KNIGHTDALE | NC | PRIMARY | 35.79 | -78.48
27950 | STANDARD | KNOTTS ISLAND | NC | PRIMARY | 36.51 | -75.91
28643 | STANDARD | LANSING | NC | PRIMARY | 36.49 | -81.5
28644 | STANDARD | LAUREL SPRINGS | NC | PRIMARY | 36.44 | -81.25
28672 | STANDARD | SCOTTVILLE | NC | PRIMARY | 36.5 | -81.28
27022 | STANDARD | LAWSONVILLE | NC | PRIMARY | 36.51 | -80.22
27291 | STANDARD | LEASBURG | NC | PRIMARY | 36.4 | -79.16
28633 | UNIQUE | LENOIR | NC | PRIMARY | 35.9 | -81.53
28645 | STANDARD | LENOIR | NC | PRIMARY | 35.9 | -81.53
27849 | STANDARD | LEWISTON WOODVILLE | NC | PRIMARY | 36.11 | -77.17
27023 | STANDARD | LEWISVILLE | NC | PRIMARY | 36.09 | -80.4
27292 | STANDARD | LEXINGTON | NC | PRIMARY | 35.8 | -80.25
27293 | PO BOX | LEXINGTON | NC | PRIMARY | 35.8 | -80.25
27294 | UNIQUE | LEXINGTON | NC | PRIMARY | 35.8 | -80.25
27295 | STANDARD | LEXINGTON | NC | PRIMARY | 35.8 | -80.25
27298 | STANDARD | LIBERTY | NC | PRIMARY | 35.85 | -79.57
27546 | STANDARD | LILLINGTON | NC | PRIMARY | 35.39 | -78.81
28646 | PO BOX | LINVILLE | NC | PRIMARY | 36.08 | -81.85
28647 | PO BOX | LINVILLE FALLS | NC | PRIMARY | 35.94 | -81.88
27299 | STANDARD | LINWOOD | NC | PRIMARY | 35.75 | -80.31
27850 | STANDARD | LITTLETON | NC | PRIMARY | 36.43 | -77.91
27549 | STANDARD | LOUISBURG | NC | PRIMARY | 36.1 | -78.29
27024 | STANDARD | LOWGAP | NC | PRIMARY | 36.49 | -80.81
27851 | STANDARD | LUCAMA | NC | PRIMARY | 35.64 | -78
28649 | STANDARD | MC GRADY | NC | PRIMARY | 36.33 | -81.23
27301 | STANDARD | MC LEANSVILLE | NC | PRIMARY | 36.1 | -79.66
27852 | STANDARD | MACCLESFIELD | NC | PRIMARY | 35.75 | -77.67
27551 | STANDARD | MACON | NC | PRIMARY | 36.43 | -78.08
27025 | STANDARD | MADISON | NC | PRIMARY | 36.38 | -79.97
28650 | STANDARD | MAIDEN | NC | PRIMARY | 35.57 | -81.2
27552 | PO BOX | MAMERS | NC | PRIMARY | 35.41 | -78.94
27953 | STANDARD | MANNS HARBOR | NC | PRIMARY | 35.81 | -75.91
27978 | STANDARD | STUMPY POINT | NC | PRIMARY | 35.74 | -75.8
27553 | STANDARD | MANSON | NC | PRIMARY | 36.47 | -78.29
27954 | STANDARD | MANTEO | NC | PRIMARY | 35.89 | -75.66
27956 | STANDARD | MAPLE | NC | PRIMARY | 36.41 | -76
27853 | STANDARD | MARGARETTSVILLE | NC | PRIMARY | 36.53 | -77.35
27027 | STANDARD | MAYODAN | NC | PRIMARY | 36.41 | -79.97
27302 | STANDARD | MEBANE | NC | PRIMARY | 36.09 | -79.27
27957 | STANDARD | MERRY HILL | NC | PRIMARY | 36.01 | -76.77
27555 | PO BOX | MICRO | NC | PRIMARY | 35.56 | -78.2
27556 | STANDARD | MIDDLEBURG | NC | PRIMARY | 36.39 | -78.32
27557 | STANDARD | MIDDLESEX | NC | PRIMARY | 35.78 | -78.2
28651 | STANDARD | MILLERS CREEK | NC | PRIMARY | 36.18 | -81.23
27305 | STANDARD | MILTON | NC | PRIMARY | 36.53 | -79.2
28652 | PO BOX | MINNEAPOLIS | NC | PRIMARY | 36.09 | -81.98
27028 | STANDARD | MOCKSVILLE | NC | PRIMARY | 35.89 | -80.55
27559 | STANDARD | MONCURE | NC | PRIMARY | 35.62 | -79.08
28653 | PO BOX | MONTEZUMA | NC | PRIMARY | 36.05 | -81.9
28654 | STANDARD | MORAVIAN FALLS | NC | PRIMARY | 36.1 | -81.18
28655 | STANDARD | MORGANTON | NC | PRIMARY | 35.74 | -81.69
28680 | PO BOX | MORGANTON | NC | PRIMARY | 35.74 | -81.69
27560 | STANDARD | MORRISVILLE | NC | PRIMARY | 35.83 | -78.83
27030 | STANDARD | MOUNT AIRY | NC | PRIMARY | 36.5 | -80.61
27031 | PO BOX | WHITE PLAINS | NC | PRIMARY | 36.44 | -80.63
27306 | STANDARD | MOUNT GILEAD | NC | PRIMARY | 35.21 | -80
27958 | STANDARD | MOYOCK | NC | PRIMARY | 36.48 | -76.13
27855 | STANDARD | MURFREESBORO | NC | PRIMARY | 36.44 | -77.09
27959 | STANDARD | NAGS HEAD | NC | PRIMARY | 35.94 | -75.62
27856 | STANDARD | NASHVILLE | NC | PRIMARY | 35.96 | -77.95
27562 | STANDARD | NEW HILL | NC | PRIMARY | 35.68 | -78.9
28657 | STANDARD | NEWLAND | NC | PRIMARY | 36.08 | -81.92
28658 | STANDARD | NEWTON | NC | PRIMARY | 35.66 | -81.21
27563 | STANDARD | NORLINA | NC | PRIMARY | 36.44 | -78.19
28656 | UNIQUE | NORTH WILKESBORO | NC | PRIMARY | 36.16 | -81.14
28659 | STANDARD | NORTH WILKESBORO | NC | PRIMARY | 36.16 | -81.14
27857 | STANDARD | OAK CITY | NC | PRIMARY | 35.96 | -77.3
27310 | STANDARD | OAK RIDGE | NC | PRIMARY | 36.17 | -79.98
27960 | PO BOX | OCRACOKE | NC | PRIMARY | 35.12 | -75.91
28660 | STANDARD | OLIN | NC | PRIMARY | 35.95 | -80.85
27565 | STANDARD | OXFORD | NC | PRIMARY | 36.31 | -78.58
27860 | STANDARD | PANTEGO | NC | PRIMARY | 35.58 | -76.65
28661 | PO BOX | PATTERSON | NC | PRIMARY | 36.03 | -81.58
27311 | STANDARD | PELHAM | NC | PRIMARY | 36.5 | -79.46
27862 | STANDARD | PENDLETON | NC | PRIMARY | 36.47 | -77.19
27040 | STANDARD | PFAFFTOWN | NC | PRIMARY | 36.15 | -80.3
27863 | STANDARD | PIKEVILLE | NC | PRIMARY | 35.49 | -77.98
27041 | STANDARD | PILOT MOUNTAIN | NC | PRIMARY | 36.38 | -80.47
27042 | STANDARD | PINE HALL | NC | PRIMARY | 36.31 | -80.06
27568 | PO BOX | PINE LEVEL | NC | PRIMARY | 35.51 | -78.24
28662 | PO BOX | PINEOLA | NC | PRIMARY | 36.02 | -81.82
27864 | STANDARD | PINETOPS | NC | PRIMARY | 35.79 | -77.63
27865 | STANDARD | PINETOWN | NC | PRIMARY | 35.6 | -76.83
28663 | STANDARD | PINEY CREEK | NC | PRIMARY | 36.55 | -81.3
27043 | STANDARD | PINNACLE | NC | PRIMARY | 36.33 | -80.4
27228 | PO BOX | BYNUM | NC | PRIMARY | 35.77 | -79.15
27312 | STANDARD | PITTSBORO | NC | PRIMARY | 35.71 | -79.17
27313 | STANDARD | PLEASANT GARDEN | NC | PRIMARY | 35.96 | -79.77
27866 | STANDARD | PLEASANT HILL | NC | PRIMARY | 36.51 | -77.54
28664 | PO BOX | PLUMTREE | NC | PRIMARY | 35.98 | -82
27962 | STANDARD | PLYMOUTH | NC | PRIMARY | 35.86 | -76.74
27964 | STANDARD | POINT HARBOR | NC | PRIMARY | 36.08 | -75.8
27965 | STANDARD | POPLAR BRANCH | NC | PRIMARY | 36.28 | -75.89
27867 | PO BOX | POTECASI | NC | PRIMARY | 36.36 | -77.23
27966 | STANDARD | POWELLS POINT | NC | PRIMARY | 36.15 | -75.85
27967 | PO BOX | POWELLSVILLE | NC | PRIMARY | 36.22 | -76.93
27569 | STANDARD | PRINCETON | NC | PRIMARY | 35.46 | -78.16
27314 | STANDARD | PROSPECT HILL | NC | PRIMARY | 36.25 | -79.2
27315 | STANDARD | PROVIDENCE | NC | PRIMARY | 36.5 | -79.36
28665 | STANDARD | PURLEAR | NC | PRIMARY | 36.21 | -81.38
27601 | STANDARD | RALEIGH | NC | PRIMARY | 35.82 | -78.65
27602 | PO BOX | RALEIGH | NC | PRIMARY | 35.82 | -78.65
27603 | STANDARD | RALEIGH | NC | PRIMARY | 35.82 | -78.65
27604 | STANDARD | RALEIGH | NC | PRIMARY | 35.82 | -78.65
27605 | STANDARD | RALEIGH | NC | PRIMARY | 35.82 | -78.65
27606 | STANDARD | RALEIGH | NC | PRIMARY | 35.82 | -78.65
27607 | STANDARD | RALEIGH | NC | PRIMARY | 35.82 | -78.65
27608 | STANDARD | RALEIGH | NC | PRIMARY | 35.82 | -78.65
27609 | STANDARD | RALEIGH | NC | PRIMARY | 35.82 | -78.65
27610 | STANDARD | RALEIGH | NC | PRIMARY | 35.82 | -78.65
27611 | PO BOX | RALEIGH | NC | PRIMARY | 35.82 | -78.65
27612 | STANDARD | RALEIGH | NC | PRIMARY | 35.82 | -78.65
27613 | STANDARD | RALEIGH | NC | PRIMARY | 35.82 | -78.65
27614 | STANDARD | RALEIGH | NC | PRIMARY | 35.82 | -78.65
27615 | STANDARD | RALEIGH | NC | PRIMARY | 35.82 | -78.65
27616 | STANDARD | RALEIGH | NC | PRIMARY | 35.82 | -78.65
27617 | STANDARD | RALEIGH | NC | PRIMARY | 35.88 | -78.75
27619 | PO BOX | RALEIGH | NC | PRIMARY | 35.82 | -78.65
27620 | PO BOX | RALEIGH | NC | PRIMARY | 35.82 | -78.65
27621 | PO BOX | RALEIGH | NC | PRIMARY | 35.82 | -78.65
27622 | PO BOX | RALEIGH | NC | PRIMARY | 35.82 | -78.65
27623 | PO BOX | RALEIGH | NC | PRIMARY | 35.82 | -78.65
27624 | PO BOX | RALEIGH | NC | PRIMARY | 35.82 | -78.65
27625 | PO BOX | RALEIGH | NC | PRIMARY | 35.82 | -78.65
27626 | PO BOX | RALEIGH | NC | PRIMARY | 35.82 | -78.65
27627 | PO BOX | RALEIGH | NC | PRIMARY | 35.82 | -78.65
27628 | PO BOX | RALEIGH | NC | PRIMARY | 35.82 | -78.65
27629 | PO BOX | RALEIGH | NC | PRIMARY | 35.82 | -78.65
27634 | UNIQUE | RALEIGH | NC | PRIMARY | 35.82 | -78.65
27635 | UNIQUE | RALEIGH | NC | PRIMARY | 35.82 | -78.65
27636 | PO BOX | RALEIGH | NC | PRIMARY | 35.82 | -78.65
27640 | UNIQUE | RALEIGH | NC | PRIMARY | 35.82 | -78.65
27650 | PO BOX | RALEIGH | NC | PRIMARY | 35.82 | -78.65
27656 | UNIQUE | RALEIGH | NC | PRIMARY | 35.82 | -78.65
27658 | PO BOX | RALEIGH | NC | PRIMARY | 35.82 | -78.65
27661 | PO BOX | RALEIGH | NC | PRIMARY | 35.82 | -78.65
27668 | UNIQUE | RALEIGH | NC | PRIMARY | 35.82 | -78.65
27675 | PO BOX | RALEIGH | NC | PRIMARY | 35.82 | -78.65
27676 | PO BOX | RALEIGH | NC | PRIMARY | 35.82 | -78.65
27690 | UNIQUE | RALEIGH | NC | PRIMARY | 35.82 | -78.65
27695 | UNIQUE | RALEIGH | NC | PRIMARY | 35.82 | -78.65
27697 | UNIQUE | RALEIGH | NC | PRIMARY | 35.82 | -78.65
27698 | UNIQUE | RALEIGH | NC | PRIMARY | 35.82 | -78.65
27699 | UNIQUE | RALEIGH | NC | PRIMARY | 35.82 | -78.65
27316 | STANDARD | RAMSEUR | NC | PRIMARY | 35.73 | -79.65
27317 | STANDARD | RANDLEMAN | NC | PRIMARY | 35.81 | -79.8
27868 | PO BOX | RED OAK | NC | PRIMARY | 36.03 | -77.9
27320 | STANDARD | REIDSVILLE | NC | PRIMARY | 36.34 | -79.67
27323 | PO BOX | REIDSVILLE | NC | PRIMARY | 36.34 | -79.67
28667 | PO BOX | RHODHISS | NC | PRIMARY | 35.77 | -81.43
27869 | STANDARD | RICH SQUARE | NC | PRIMARY | 36.27 | -77.28
27570 | PO BOX | RIDGEWAY | NC | PRIMARY | 36.42 | -78.26
27870 | STANDARD | ROANOKE RAPIDS | NC | PRIMARY | 36.45 | -77.65
28668 | STANDARD | ROARING GAP | NC | PRIMARY | 36.4 | -80.98
28669 | STANDARD | ROARING RIVER | NC | PRIMARY | 36.21 | -81
27325 | STANDARD | ROBBINS | NC | PRIMARY | 35.43 | -79.58
27861 | PO BOX | PARMELE | NC | PRIMARY | 35.81 | -77.31
27871 | STANDARD | ROBERSONVILLE | NC | PRIMARY | 35.82 | -77.25
27801 | STANDARD | ROCKY MOUNT | NC | PRIMARY | 35.95 | -77.81
27802 | PO BOX | ROCKY MOUNT | NC | PRIMARY | 35.95 | -77.81
27803 | STANDARD | ROCKY MOUNT | NC | PRIMARY | 35.95 | -77.81
27804 | STANDARD | ROCKY MOUNT | NC | PRIMARY | 35.95 | -77.81
27815 | UNIQUE | ROCKY MOUNT | NC | PRIMARY | 35.92 | -77.67
27968 | PO BOX | RODANTHE | NC | PRIMARY | 35.69 | -75.48
27972 | PO BOX | SALVO | NC | PRIMARY | 35.45 | -75.48
27982 | PO BOX | WAVES | NC | PRIMARY | 35.55 | -75.46
27969 | PO BOX | RODUCO | NC | PRIMARY | 36.46 | -76.81
27571 | STANDARD | ROLESVILLE | NC | PRIMARY | 35.92 | -78.45
28670 | STANDARD | RONDA | NC | PRIMARY | 36.22 | -80.94
27970 | STANDARD | ROPER | NC | PRIMARY | 35.87 | -76.61
27572 | STANDARD | ROUGEMONT | NC | PRIMARY | 36.22 | -78.93
27573 | STANDARD | ROXBORO | NC | PRIMARY | 36.4 | -78.98
27574 | STANDARD | ROXBORO | NC | PRIMARY | 36.41 | -78.85
27872 | STANDARD | ROXOBEL | NC | PRIMARY | 36.2 | -77.23
27326 | STANDARD | RUFFIN | NC | PRIMARY | 36.45 | -79.55
27045 | STANDARD | RURAL HALL | NC | PRIMARY | 36.23 | -80.29
27094 | UNIQUE | RURAL HALL | NC | PRIMARY | 36.23 | -80.29
27098 | UNIQUE | RURAL HALL | NC | PRIMARY | 36.23 | -80.29
27099 | UNIQUE | RURAL HALL | NC | PRIMARY | 36.23 | -80.29
28671 | PO BOX | RUTHERFORD COLLEGE | NC | PRIMARY | 35.75 | -81.52
27046 | STANDARD | SANDY RIDGE | NC | PRIMARY | 36.5 | -80.11
27237 | PO BOX | CUMNOCK | NC | PRIMARY | 35.54 | -79.23
27330 | STANDARD | SANFORD | NC | PRIMARY | 35.47 | -79.18
27331 | PO BOX | SANFORD | NC | PRIMARY | 35.47 | -79.18
27332 | STANDARD | SANFORD | NC | PRIMARY | 35.36 | -79.13
27873 | PO BOX | SARATOGA | NC | PRIMARY | 35.65 | -77.77
27340 | PO BOX | SAXAPAHAW | NC | PRIMARY | 35.94 | -79.32
27874 | STANDARD | SCOTLAND NECK | NC | PRIMARY | 36.13 | -77.42
28699 | PO BOX | SCOTTS | NC | PRIMARY | 35.84 | -81
27875 | STANDARD | SCRANTON | NC | PRIMARY | 35.58 | -76.44
27876 | STANDARD | SEABOARD | NC | PRIMARY | 36.49 | -77.44
27341 | STANDARD | SEAGROVE | NC | PRIMARY | 35.54 | -79.77
27342 | PO BOX | SEDALIA | NC | PRIMARY | 36.14 | -79.57
27576 | STANDARD | SELMA | NC | PRIMARY | 35.53 | -78.28
27343 | STANDARD | SEMORA | NC | PRIMARY | 36.49 | -79.14
27877 | PO BOX | SEVERN | NC | PRIMARY | 36.51 | -77.18
27878 | PO BOX | SHARPSBURG | NC | PRIMARY | 35.86 | -77.83
27973 | STANDARD | SHAWBORO | NC | PRIMARY | 36.4 | -76.09
28673 | STANDARD | SHERRILLS FORD | NC | PRIMARY | 35.57 | -80.99
27974 | STANDARD | SHILOH | NC | PRIMARY | 36.27 | -76.08
27344 | STANDARD | SILER CITY | NC | PRIMARY | 35.72 | -79.46
27047 | STANDARD | SILOAM | NC | PRIMARY | 36.28 | -80.56
27879 | PO BOX | SIMPSON | NC | PRIMARY | 35.57 | -77.27
27880 | STANDARD | SIMS | NC | PRIMARY | 35.76 | -78.05
27577 | STANDARD | SMITHFIELD | NC | PRIMARY | 35.5 | -78.34
27349 | STANDARD | SNOW CAMP | NC | PRIMARY | 35.86 | -79.41
27350 | STANDARD | SOPHIA | NC | PRIMARY | 35.81 | -79.89
27976 | STANDARD | SOUTH MILLS | NC | PRIMARY | 36.44 | -76.32
27351 | PO BOX | SOUTHMONT | NC | PRIMARY | 35.81 | -80.26
28675 | STANDARD | SPARTA | NC | PRIMARY | 36.5 | -81.13
27881 | PO BOX | SPEED | NC | PRIMARY | 35.96 | -77.44
27882 | STANDARD | SPRING HOPE | NC | PRIMARY | 35.94 | -78.1
27355 | STANDARD | STALEY | NC | PRIMARY | 35.79 | -79.55
27883 | STANDARD | STANTONSBURG | NC | PRIMARY | 35.6 | -77.82
27356 | STANDARD | STAR | NC | PRIMARY | 35.4 | -79.78
28676 | STANDARD | STATE ROAD | NC | PRIMARY | 36.39 | -80.89
28625 | STANDARD | STATESVILLE | NC | PRIMARY | 35.78 | -80.88
28677 | STANDARD | STATESVILLE | NC | PRIMARY | 35.78 | -80.88
28687 | PO BOX | STATESVILLE | NC | PRIMARY | 35.78 | -80.88
27581 | STANDARD | STEM | NC | PRIMARY | 36.19 | -78.72
27884 | STANDARD | STOKES | NC | PRIMARY | 35.71 | -77.27
27357 | STANDARD | STOKESDALE | NC | PRIMARY | 36.23 | -79.98
27048 | STANDARD | STONEVILLE | NC | PRIMARY | 36.46 | -79.9
28678 | STANDARD | STONY POINT | NC | PRIMARY | 35.86 | -81.04
27582 | PO BOX | STOVALL | NC | PRIMARY | 36.44 | -78.56
28679 | STANDARD | SUGAR GROVE | NC | PRIMARY | 36.26 | -81.78
27358 | STANDARD | SUMMERFIELD | NC | PRIMARY | 36.2 | -79.89
27979 | STANDARD | SUNBURY | NC | PRIMARY | 36.44 | -76.6
27885 | STANDARD | SWANQUARTER | NC | PRIMARY | 35.4 | -76.27
27359 | PO BOX | SWEPSONVILLE | NC | PRIMARY | 36.02 | -79.35
27886 | STANDARD | TARBORO | NC | PRIMARY | 35.9 | -77.55
28681 | STANDARD | TAYLORSVILLE | NC | PRIMARY | 35.92 | -81.17
28682 | STANDARD | TERRELL | NC | PRIMARY | 35.58 | -80.97
27360 | STANDARD | THOMASVILLE | NC | PRIMARY | 35.88 | -80.07
27361 | PO BOX | THOMASVILLE | NC | PRIMARY | 35.88 | -80.07
28683 | STANDARD | THURMOND | NC | PRIMARY | 36.36 | -80.94
27887 | PO BOX | TILLERY | NC | PRIMARY | 36.25 | -77.48
27583 | STANDARD | TIMBERLAKE | NC | PRIMARY | 36.28 | -78.95
27049 | PO BOX | TOAST | NC | PRIMARY | 36.49 | -80.63
27050 | STANDARD | TOBACCOVILLE | NC | PRIMARY | 36.23 | -80.39
28684 | STANDARD | TODD | NC | PRIMARY | 36.3 | -81.6
27584 | PO BOX | TOWNSVILLE | NC | PRIMARY | 36.5 | -78.42
28685 | STANDARD | TRAPHILL | NC | PRIMARY | 36.35 | -81.03
27370 | STANDARD | TRINITY | NC | PRIMARY | 35.88 | -80.01
27371 | STANDARD | TROY | NC | PRIMARY | 35.36 | -79.89
28688 | PO BOX | TURNERSBURG | NC | PRIMARY | 35.9 | -80.8
27980 | STANDARD | TYNER | NC | PRIMARY | 36.25 | -76.63
28689 | STANDARD | UNION GROVE | NC | PRIMARY | 36.02 | -80.86
28690 | STANDARD | VALDESE | NC | PRIMARY | 35.74 | -81.55
27586 | PO BOX | VAUGHAN | NC | PRIMARY | 36.44 | -77.98
28692 | STANDARD | VILAS | NC | PRIMARY | 36.27 | -81.78
27587 | STANDARD | WAKE FOREST | NC | PRIMARY | 35.97 | -78.52
27588 | PO BOX | WAKE FOREST | NC | PRIMARY | 35.97 | -78.52
27051 | STANDARD | WALKERTOWN | NC | PRIMARY | 36.17 | -80.15
27373 | PO BOX | WALLBURG | NC | PRIMARY | 36.01 | -80.14
27052 | STANDARD | WALNUT COVE | NC | PRIMARY | 36.29 | -80.13
27888 | STANDARD | WALSTONBURG | NC | PRIMARY | 35.59 | -77.69
27981 | STANDARD | WANCHESE | NC | PRIMARY | 35.83 | -75.64
28693 | STANDARD | WARRENSVILLE | NC | PRIMARY | 36.46 | -81.55
27589 | STANDARD | WARRENTON | NC | PRIMARY | 36.4 | -78.15
27889 | STANDARD | WASHINGTON | NC | PRIMARY | 35.55 | -77.05
27374 | PO BOX | WELCOME | NC | PRIMARY | 35.91 | -80.25
27890 | STANDARD | WELDON | NC | PRIMARY | 36.42 | -77.6
27591 | STANDARD | WENDELL | NC | PRIMARY | 35.78 | -78.36
27375 | PO BOX | WENTWORTH | NC | PRIMARY | 36.4 | -79.76
27376 | STANDARD | WEST END | NC | PRIMARY | 35.24 | -79.53
27053 | STANDARD | WESTFIELD | NC | PRIMARY | 36.48 | -80.61
28694 | STANDARD | WEST JEFFERSON | NC | PRIMARY | 36.39 | -81.49
27891 | STANDARD | WHITAKERS | NC | PRIMARY | 36.1 | -77.71
27377 | STANDARD | WHITSETT | NC | PRIMARY | 36.03 | -79.59
28697 | STANDARD | WILKESBORO | NC | PRIMARY | 36.14 | -81.16
27892 | STANDARD | WILLIAMSTON | NC | PRIMARY | 35.85 | -77.05
27592 | STANDARD | WILLOW SPRING | NC | PRIMARY | 35.54 | -78.66
27893 | STANDARD | WILSON | NC | PRIMARY | 35.73 | -77.92
27894 | PO BOX | WILSON | NC | PRIMARY | 35.73 | -77.92
27895 | PO BOX | WILSON | NC | PRIMARY | 35.73 | -77.92
27896 | STANDARD | WILSON | NC | PRIMARY | 35.73 | -77.92
27593 | PO BOX | WILSONS MILLS | NC | PRIMARY | 35.58 | -78.35
27983 | STANDARD | WINDSOR | NC | PRIMARY | 36 | -76.94
27985 | PO BOX | WINFALL | NC | PRIMARY | 36.21 | -76.45
27101 | STANDARD | WINSTON SALEM | NC | PRIMARY | 36.1 | -80.24
27102 | PO BOX | WINSTON SALEM | NC | PRIMARY | 36.1 | -80.24
27103 | STANDARD | WINSTON SALEM | NC | PRIMARY | 36.1 | -80.24
27104 | STANDARD | WINSTON SALEM | NC | PRIMARY | 36.1 | -80.24
27105 | STANDARD | WINSTON SALEM | NC | PRIMARY | 36.1 | -80.24
27106 | STANDARD | WINSTON SALEM | NC | PRIMARY | 36.1 | -80.24
27107 | STANDARD | WINSTON SALEM | NC | PRIMARY | 36.1 | -80.24
27108 | PO BOX | WINSTON SALEM | NC | PRIMARY | 36.1 | -80.24
27109 | STANDARD | WINSTON SALEM | NC | PRIMARY | 36.1 | -80.24
27110 | UNIQUE | WINSTON SALEM | NC | PRIMARY | 36.1 | -80.24
27111 | UNIQUE | WINSTON SALEM | NC | PRIMARY | 36.1 | -80.24
27113 | PO BOX | WINSTON SALEM | NC | PRIMARY | 36.1 | -80.24
27114 | PO BOX | WINSTON SALEM | NC | PRIMARY | 36.1 | -80.24
27115 | PO BOX | WINSTON SALEM | NC | PRIMARY | 36.1 | -80.24
27116 | PO BOX | WINSTON SALEM | NC | PRIMARY | 36.1 | -80.24
27117 | PO BOX | WINSTON SALEM | NC | PRIMARY | 36.1 | -80.24
27120 | PO BOX | WINSTON SALEM | NC | PRIMARY | 36.1 | -80.24
27127 | STANDARD | WINSTON SALEM | NC | PRIMARY | 36.1 | -80.24
27130 | PO BOX | WINSTON SALEM | NC | PRIMARY | 36.1 | -80.24
27150 | UNIQUE | WINSTON SALEM | NC | PRIMARY | 36.1 | -80.24
27152 | UNIQUE | WINSTON SALEM | NC | PRIMARY | 36.1 | -80.24
27155 | UNIQUE | WINSTON SALEM | NC | PRIMARY | 36.1 | -80.24
27157 | UNIQUE | WINSTON SALEM | NC | PRIMARY | 36.1 | -80.24
27198 | UNIQUE | WINSTON SALEM | NC | PRIMARY | 36.1 | -80.24
27199 | UNIQUE | WINSTON SALEM | NC | PRIMARY | 36.1 | -80.24
27986 | STANDARD | WINTON | NC | PRIMARY | 36.38 | -76.93
27594 | PO BOX | WISE | NC | PRIMARY | 36.48 | -78.18
27897 | STANDARD | WOODLAND | NC | PRIMARY | 36.33 | -77.21
27054 | STANDARD | WOODLEAF | NC | PRIMARY | 35.76 | -80.59
27055 | STANDARD | YADKINVILLE | NC | PRIMARY | 36.13 | -80.65
27212 | STANDARD | BLANCH | NC | PRIMARY | 36.51 | -79.28
27379 | STANDARD | YANCEYVILLE | NC | PRIMARY | 36.4 | -79.34
27596 | STANDARD | YOUNGSVILLE | NC | PRIMARY | 36.02 | -78.47
27597 | STANDARD | ZEBULON | NC | PRIMARY | 35.82 | -78.31
28698 | STANDARD | ZIONVILLE | NC | PRIMARY | 36.32 | -81.74
28315 | STANDARD | ABERDEEN | NC | PRIMARY | 35.13 | -79.42
28001 | STANDARD | ALBEMARLE | NC | PRIMARY | 35.36 | -80.19
28002 | PO BOX | ALBEMARLE | NC | PRIMARY | 35.36 | -80.19
28508 | STANDARD | ALBERTSON | NC | PRIMARY | 35.11 | -77.85
28701 | STANDARD | ALEXANDER | NC | PRIMARY | 35.7 | -82.63
28006 | STANDARD | ALEXIS | NC | PRIMARY | 35.38 | -81.1
28509 | PO BOX | ALLIANCE | NC | PRIMARY | 35.14 | -76.8
28702 | STANDARD | ALMOND | NC | PRIMARY | 35.36 | -83.56
28901 | STANDARD | ANDREWS | NC | PRIMARY | 35.19 | -83.82
28007 | PO BOX | ANSONVILLE | NC | PRIMARY | 35.1 | -80.1
28510 | STANDARD | ARAPAHOE | NC | PRIMARY | 35.01 | -76.82
28704 | STANDARD | ARDEN | NC | PRIMARY | 35.46 | -82.58
28420 | STANDARD | ASH | NC | PRIMARY | 34.07 | -78.47
28801 | STANDARD | ASHEVILLE | NC | PRIMARY | 35.57 | -82.54
28802 | PO BOX | ASHEVILLE | NC | PRIMARY | 35.57 | -82.54
28803 | STANDARD | ASHEVILLE | NC | PRIMARY | 35.57 | -82.54
28804 | STANDARD | ASHEVILLE | NC | PRIMARY | 35.57 | -82.54
28805 | STANDARD | ASHEVILLE | NC | PRIMARY | 35.57 | -82.54
28806 | STANDARD | ASHEVILLE | NC | PRIMARY | 35.57 | -82.54
28810 | STANDARD | ASHEVILLE | NC | PRIMARY | 35.57 | -82.54
28813 | PO BOX | ASHEVILLE | NC | PRIMARY | 35.57 | -82.54
28814 | PO BOX | ASHEVILLE | NC | PRIMARY | 35.57 | -82.54
28815 | PO BOX | ASHEVILLE | NC | PRIMARY | 35.57 | -82.54
28816 | PO BOX | ASHEVILLE | NC | PRIMARY | 35.57 | -82.54
28421 | STANDARD | ATKINSON | NC | PRIMARY | 34.52 | -78.17
28511 | STANDARD | ATLANTIC | NC | PRIMARY | 34.89 | -76.33
28512 | STANDARD | ATLANTIC BEACH | NC | PRIMARY | 34.7 | -76.73
28318 | STANDARD | AUTRYVILLE | NC | PRIMARY | 34.99 | -78.64
28513 | STANDARD | AYDEN | NC | PRIMARY | 35.47 | -77.42
28009 | PO BOX | BADIN | NC | PRIMARY | 35.4 | -80.11
28705 | STANDARD | BAKERSVILLE | NC | PRIMARY | 36.01 | -82.15
28707 | PO BOX | BALSAM | NC | PRIMARY | 35.42 | -83.08
28708 | STANDARD | BALSAM GROVE | NC | PRIMARY | 35.22 | -82.87
28010 | PO BOX | BARIUM SPRINGS | NC | PRIMARY | 35.72 | -80.9
28709 | STANDARD | BARNARDSVILLE | NC | PRIMARY | 35.77 | -82.45
28710 | PO BOX | BAT CAVE | NC | PRIMARY | 35.45 | -82.28
28515 | STANDARD | BAYBORO | NC | PRIMARY | 35.14 | -76.76
28516 | STANDARD | BEAUFORT | NC | PRIMARY | 34.72 | -76.65
28012 | STANDARD | BELMONT | NC | PRIMARY | 35.24 | -81.04
28016 | STANDARD | BESSEMER CITY | NC | PRIMARY | 35.28 | -81.28
28518 | STANDARD | BEULAVILLE | NC | PRIMARY | 34.92 | -77.77
28711 | STANDARD | BLACK MOUNTAIN | NC | PRIMARY | 35.61 | -82.33
28320 | STANDARD | BLADENBORO | NC | PRIMARY | 34.53 | -78.79
28017 | PO BOX | BOILING SPRINGS | NC | PRIMARY | 35.24 | -81.66
28422 | STANDARD | BOLIVIA | NC | PRIMARY | 34.07 | -78.14
28423 | STANDARD | BOLTON | NC | PRIMARY | 34.31 | -78.4
28018 | STANDARD | BOSTIC | NC | PRIMARY | 35.36 | -81.83
28902 | STANDARD | BRASSTOWN | NC | PRIMARY | 35.01 | -83.91
28712 | STANDARD | BREVARD | NC | PRIMARY | 35.23 | -82.73
28519 | PO BOX | BRIDGETON | NC | PRIMARY | 35.12 | -77.02
28424 | PO BOX | BRUNSWICK | NC | PRIMARY | 34.29 | -78.7
28713 | STANDARD | BRYSON CITY | NC | PRIMARY | 35.42 | -83.44
28323 | STANDARD | BUNNLEVEL | NC | PRIMARY | 35.29 | -78.83
28425 | STANDARD | BURGAW | NC | PRIMARY | 34.55 | -77.92
28714 | STANDARD | BURNSVILLE | NC | PRIMARY | 35.91 | -82.29
28325 | PO BOX | CALYPSO | NC | PRIMARY | 35.15 | -78.1
28326 | STANDARD | CAMERON | NC | PRIMARY | 35.32 | -79.25
28715 | STANDARD | CANDLER | NC | PRIMARY | 35.53 | -82.69
28716 | STANDARD | CANTON | NC | PRIMARY | 35.54 | -82.84
28019 | PO BOX | CAROLEEN | NC | PRIMARY | 35.26 | -81.82
28428 | STANDARD | CAROLINA BEACH | NC | PRIMARY | 34.04 | -77.89
28327 | STANDARD | CARTHAGE | NC | PRIMARY | 35.34 | -79.41
28020 | STANDARD | CASAR | NC | PRIMARY | 35.51 | -81.61
28717 | STANDARD | CASHIERS | NC | PRIMARY | 35.1 | -83.09
28429 | STANDARD | CASTLE HAYNE | NC | PRIMARY | 34.35 | -77.9
28520 | STANDARD | CEDAR ISLAND | NC | PRIMARY | 35 | -76.32
28718 | STANDARD | CEDAR MOUNTAIN | NC | PRIMARY | 35.14 | -82.64
28430 | STANDARD | CERRO GORDO | NC | PRIMARY | 34.32 | -78.92
28431 | STANDARD | CHADBOURN | NC | PRIMARY | 34.32 | -78.82
28201 | PO BOX | CHARLOTTE | NC | PRIMARY | 35.19 | -80.83
28202 | STANDARD | CHARLOTTE | NC | PRIMARY | 35.19 | -80.83
28203 | STANDARD | CHARLOTTE | NC | PRIMARY | 35.19 | -80.83
28204 | STANDARD | CHARLOTTE | NC | PRIMARY | 35.19 | -80.83
28205 | STANDARD | CHARLOTTE | NC | PRIMARY | 35.19 | -80.83
28206 | STANDARD | CHARLOTTE | NC | PRIMARY | 35.19 | -80.83
28207 | STANDARD | CHARLOTTE | NC | PRIMARY | 35.19 | -80.83
28208 | STANDARD | CHARLOTTE | NC | PRIMARY | 35.19 | -80.83
28209 | STANDARD | CHARLOTTE | NC | PRIMARY | 35.19 | -80.83
28210 | STANDARD | CHARLOTTE | NC | PRIMARY | 35.19 | -80.83
28211 | STANDARD | CHARLOTTE | NC | PRIMARY | 35.19 | -80.83
28212 | STANDARD | CHARLOTTE | NC | PRIMARY | 35.19 | -80.83
28213 | STANDARD | CHARLOTTE | NC | PRIMARY | 35.19 | -80.83
28214 | STANDARD | CHARLOTTE | NC | PRIMARY | 35.19 | -80.83
28215 | STANDARD | CHARLOTTE | NC | PRIMARY | 35.19 | -80.83
28216 | STANDARD | CHARLOTTE | NC | PRIMARY | 35.19 | -80.83
28217 | STANDARD | CHARLOTTE | NC | PRIMARY | 35.19 | -80.83
28218 | PO BOX | CHARLOTTE | NC | PRIMARY | 35.19 | -80.83
28219 | PO BOX | CHARLOTTE | NC | PRIMARY | 35.19 | -80.83
28220 | PO BOX | CHARLOTTE | NC | PRIMARY | 35.19 | -80.83
28221 | PO BOX | CHARLOTTE | NC | PRIMARY | 35.19 | -80.83
28222 | PO BOX | CHARLOTTE | NC | PRIMARY | 35.19 | -80.83
28223 | UNIQUE | CHARLOTTE | NC | PRIMARY | 35.19 | -80.83
28224 | PO BOX | CHARLOTTE | NC | PRIMARY | 35.19 | -80.83
28226 | STANDARD | CHARLOTTE | NC | PRIMARY | 35.19 | -80.83
28227 | STANDARD | CHARLOTTE | NC | PRIMARY | 35.19 | -80.83
28228 | UNIQUE | CHARLOTTE | NC | PRIMARY | 35.19 | -80.83
28229 | PO BOX | CHARLOTTE | NC | PRIMARY | 35.19 | -80.83
28230 | PO BOX | CHARLOTTE | NC | PRIMARY | 35.19 | -80.83
28231 | PO BOX | CHARLOTTE | NC | PRIMARY | 35.19 | -80.83
28232 | PO BOX | CHARLOTTE | NC | PRIMARY | 35.19 | -80.83
28233 | PO BOX | CHARLOTTE | NC | PRIMARY | 35.19 | -80.83
28234 | PO BOX | CHARLOTTE | NC | PRIMARY | 35.19 | -80.83
28235 | PO BOX | CHARLOTTE | NC | PRIMARY | 35.19 | -80.83
28236 | PO BOX | CHARLOTTE | NC | PRIMARY | 35.19 | -80.83
28237 | PO BOX | CHARLOTTE | NC | PRIMARY | 35.19 | -80.83
28241 | PO BOX | CHARLOTTE | NC | PRIMARY | 35.19 | -80.83
28242 | UNIQUE | CHARLOTTE | NC | PRIMARY | 35.19 | -80.83
28243 | UNIQUE | CHARLOTTE | NC | PRIMARY | 35.19 | -80.83
28244 | STANDARD | CHARLOTTE | NC | PRIMARY | 35.19 | -80.83
28246 | STANDARD | CHARLOTTE | NC | PRIMARY | 35.19 | -80.83
28247 | PO BOX | CHARLOTTE | NC | PRIMARY | 35.19 | -80.83
28250 | UNIQUE | CHARLOTTE | NC | PRIMARY | 35.19 | -80.83
28253 | UNIQUE | CHARLOTTE | NC | PRIMARY | 35.19 | -80.83
28254 | STANDARD | CHARLOTTE | NC | PRIMARY | 35.19 | -80.83
28255 | UNIQUE | CHARLOTTE | NC | PRIMARY | 35.19 | -80.83
28256 | PO BOX | CHARLOTTE | NC | PRIMARY | 35.19 | -80.83
28258 | UNIQUE | CHARLOTTE | NC | PRIMARY | 35.19 | -80.83
28260 | PO BOX | CHARLOTTE | NC | PRIMARY | 35.19 | -80.83
28262 | STANDARD | CHARLOTTE | NC | PRIMARY | 35.19 | -80.83
28263 | UNIQUE | CHARLOTTE | NC | PRIMARY | 35.21 | -80.69
28265 | PO BOX | CHARLOTTE | NC | PRIMARY | 35.19 | -80.83
28266 | PO BOX | CHARLOTTE | NC | PRIMARY | 35.19 | -80.83
28269 | STANDARD | CHARLOTTE | NC | PRIMARY | 35.19 | -80.83
28270 | STANDARD | CHARLOTTE | NC | PRIMARY | 35.19 | -80.83
28271 | PO BOX | CHARLOTTE | NC | PRIMARY | 35.22 | -80.84
28272 | PO BOX | CHARLOTTE | NC | PRIMARY | 35.19 | -80.83
28273 | STANDARD | CHARLOTTE | NC | PRIMARY | 35.19 | -80.83
28274 | UNIQUE | CHARLOTTE | NC | PRIMARY | 35.19 | -80.83
28275 | PO BOX | CHARLOTTE | NC | PRIMARY | 35.19 | -80.83
28277 | STANDARD | CHARLOTTE | NC | PRIMARY | 35.19 | -80.83
28278 | STANDARD | CHARLOTTE | NC | PRIMARY | 35.19 | -80.83
28280 | STANDARD | CHARLOTTE | NC | PRIMARY | 35.19 | -80.83
28281 | STANDARD | CHARLOTTE | NC | PRIMARY | 35.19 | -80.83
28282 | STANDARD | CHARLOTTE | NC | PRIMARY | 35.19 | -80.83
28284 | STANDARD | CHARLOTTE | NC | PRIMARY | 35.19 | -80.83
28285 | STANDARD | CHARLOTTE | NC | PRIMARY | 35.19 | -80.83
28287 | STANDARD | CHARLOTTE | NC | PRIMARY | 35.19 | -80.83
28288 | UNIQUE | CHARLOTTE | NC | PRIMARY | 35.19 | -80.83
28289 | UNIQUE | CHARLOTTE | NC | PRIMARY | 35.19 | -80.83
28290 | UNIQUE | CHARLOTTE | NC | PRIMARY | 35.19 | -80.83
28296 | UNIQUE | CHARLOTTE | NC | PRIMARY | 35.19 | -80.83
28297 | PO BOX | CHARLOTTE | NC | PRIMARY | 35.19 | -80.83
28299 | PO BOX | CHARLOTTE | NC | PRIMARY | 35.19 | -80.83
28719 | STANDARD | CHEROKEE | NC | PRIMARY | 35.47 | -83.31
28021 | STANDARD | CHERRYVILLE | NC | PRIMARY | 35.38 | -81.38
28720 | PO BOX | CHIMNEY ROCK | NC | PRIMARY | 35.43 | -82.24
28023 | STANDARD | CHINA GROVE | NC | PRIMARY | 35.57 | -80.58
28521 | STANDARD | CHINQUAPIN | NC | PRIMARY | 34.82 | -77.74
28432 | STANDARD | CLARENDON | NC | PRIMARY | 34.2 | -78.79
28433 | STANDARD | CLARKTON | NC | PRIMARY | 34.48 | -78.65
28024 | PO BOX | CLIFFSIDE | NC | PRIMARY | 35.23 | -81.77
28328 | STANDARD | CLINTON | NC | PRIMARY | 35 | -78.33
28329 | PO BOX | CLINTON | NC | PRIMARY | 35 | -78.33
28721 | STANDARD | CLYDE | NC | PRIMARY | 35.53 | -82.91
28722 | STANDARD | COLUMBUS | NC | PRIMARY | 35.24 | -82.2
28522 | PO BOX | COMFORT | NC | PRIMARY | 35.01 | -77.49
28025 | STANDARD | CONCORD | NC | PRIMARY | 35.4 | -80.59
28026 | PO BOX | CONCORD | NC | PRIMARY | 35.4 | -80.59
28027 | STANDARD | CONCORD | NC | PRIMARY | 35.4 | -80.59
28330 | PO BOX | CORDOVA | NC | PRIMARY | 34.94 | -79.82
28031 | STANDARD | CORNELIUS | NC | PRIMARY | 35.48 | -80.86
28434 | STANDARD | COUNCIL | NC | PRIMARY | 34.42 | -78.46
28523 | STANDARD | COVE CITY | NC | PRIMARY | 35.18 | -77.32
28032 | STANDARD | CRAMERTON | NC | PRIMARY | 35.23 | -81.07
28033 | STANDARD | CROUSE | NC | PRIMARY | 35.42 | -81.3
28903 | PO BOX | CULBERSON | NC | PRIMARY | 34.99 | -84.16
28723 | STANDARD | CULLOWHEE | NC | PRIMARY | 35.31 | -83.17
28331 | PO BOX | CUMBERLAND | NC | PRIMARY | 35.03 | -79.01
28435 | STANDARD | CURRIE | NC | PRIMARY | 34.46 | -78.1
28034 | STANDARD | DALLAS | NC | PRIMARY | 35.31 | -81.17
28724 | PO BOX | DANA | NC | PRIMARY | 35.32 | -82.37
28035 | STANDARD | DAVIDSON | NC | PRIMARY | 35.5 | -80.83
28036 | STANDARD | DAVIDSON | NC | PRIMARY | 35.49 | -80.84
28524 | PO BOX | DAVIS | NC | PRIMARY | 34.94 | -76.48
28525 | STANDARD | DEEP RUN | NC | PRIMARY | 35.15 | -77.69
28436 | STANDARD | DELCO | NC | PRIMARY | 34.33 | -78.18
28037 | STANDARD | DENVER | NC | PRIMARY | 35.53 | -81.03
28725 | PO BOX | DILLSBORO | NC | PRIMARY | 35.36 | -83.25
28526 | STANDARD | DOVER | NC | PRIMARY | 35.21 | -77.43
28332 | PO BOX | DUBLIN | NC | PRIMARY | 34.65 | -78.72
28333 | STANDARD | DUDLEY | NC | PRIMARY | 35.27 | -78.03
28334 | STANDARD | DUNN | NC | PRIMARY | 35.31 | -78.61
28335 | PO BOX | DUNN | NC | PRIMARY | 35.31 | -78.61
28038 | PO BOX | EARL | NC | PRIMARY | 35.19 | -81.53
28726 | STANDARD | EAST FLAT ROCK | NC | PRIMARY | 35.28 | -82.41
28039 | PO BOX | EAST SPENCER | NC | PRIMARY | 35.67 | -80.43
28727 | PO BOX | EDNEYVILLE | NC | PRIMARY | 35.39 | -82.32
28337 | STANDARD | ELIZABETHTOWN | NC | PRIMARY | 34.62 | -78.61
28040 | STANDARD | ELLENBORO | NC | PRIMARY | 35.32 | -81.75
28338 | STANDARD | ELLERBE | NC | PRIMARY | 35.07 | -79.76
28594 | STANDARD | EMERALD ISLE | NC | PRIMARY | 34.66 | -77.02
28728 | PO BOX | ENKA | NC | PRIMARY | 35.56 | -82.65
28527 | STANDARD | ERNUL | NC | PRIMARY | 35.29 | -77.03
28339 | STANDARD | ERWIN | NC | PRIMARY | 35.32 | -78.67
28729 | STANDARD | ETOWAH | NC | PRIMARY | 35.31 | -82.59
28438 | STANDARD | EVERGREEN | NC | PRIMARY | 34.4 | -78.9
28439 | STANDARD | FAIR BLUFF | NC | PRIMARY | 34.31 | -79.03
28340 | STANDARD | FAIRMONT | NC | PRIMARY | 34.49 | -79.11
28730 | STANDARD | FAIRVIEW | NC | PRIMARY | 35.52 | -82.4
28341 | STANDARD | FAISON | NC | PRIMARY | 35.11 | -78.13
28041 | PO BOX | FAITH | NC | PRIMARY | 35.58 | -80.46
28342 | PO BOX | FALCON | NC | PRIMARY | 35.19 | -78.64
28042 | PO BOX | FALLSTON | NC | PRIMARY | 35.42 | -81.5
28301 | STANDARD | FAYETTEVILLE | NC | PRIMARY | 35.05 | -78.87
28302 | PO BOX | FAYETTEVILLE | NC | PRIMARY | 35.05 | -78.87
28303 | STANDARD | FAYETTEVILLE | NC | PRIMARY | 35.05 | -78.87
28304 | STANDARD | FAYETTEVILLE | NC | PRIMARY | 35.05 | -78.87
28305 | STANDARD | FAYETTEVILLE | NC | PRIMARY | 35.05 | -78.87
28306 | STANDARD | FAYETTEVILLE | NC | PRIMARY | 35.05 | -78.87
28307 | STANDARD | FORT BRAGG | NC | PRIMARY | 35.13 | -79
28308 | STANDARD | POPE ARMY AIRFIELD | NC | PRIMARY | 35.17 | -79.02
28309 | PO BOX | FAYETTEVILLE | NC | PRIMARY | 35.05 | -78.87
28310 | UNIQUE | FORT BRAGG | NC | PRIMARY | 35.13 | -79
28311 | STANDARD | FAYETTEVILLE | NC | PRIMARY | 35.05 | -78.87
28312 | STANDARD | FAYETTEVILLE | NC | PRIMARY | 34.93 | -78.72
28314 | STANDARD | FAYETTEVILLE | NC | PRIMARY | 35.05 | -78.87
28731 | STANDARD | FLAT ROCK | NC | PRIMARY | 35.27 | -82.44
28732 | STANDARD | FLETCHER | NC | PRIMARY | 35.43 | -82.5
28733 | STANDARD | FONTANA DAM | NC | PRIMARY | 35.43 | -83.81
28043 | STANDARD | FOREST CITY | NC | PRIMARY | 35.33 | -81.86
28734 | STANDARD | FRANKLIN | NC | PRIMARY | 35.18 | -83.38
28744 | PO BOX | FRANKLIN | NC | PRIMARY | 35.18 | -83.38
28441 | STANDARD | GARLAND | NC | PRIMARY | 34.78 | -78.39
28052 | STANDARD | GASTONIA | NC | PRIMARY | 35.25 | -81.17
28053 | PO BOX | GASTONIA | NC | PRIMARY | 35.25 | -81.17
28054 | STANDARD | GASTONIA | NC | PRIMARY | 35.25 | -81.17
28055 | PO BOX | GASTONIA | NC | PRIMARY | 35.25 | -81.17
28056 | STANDARD | GASTONIA | NC | PRIMARY | 35.25 | -81.17
28735 | STANDARD | GERTON | NC | PRIMARY | 35.47 | -82.3
28343 | STANDARD | GIBSON | NC | PRIMARY | 34.75 | -79.6
28736 | STANDARD | GLENVILLE | NC | PRIMARY | 35.19 | -83.08
28528 | STANDARD | GLOUCESTER | NC | PRIMARY | 34.72 | -76.54
28344 | STANDARD | GODWIN | NC | PRIMARY | 35.21 | -78.68
28071 | STANDARD | GOLD HILL | NC | PRIMARY | 35.52 | -80.33
28072 | PO BOX | GRANITE QUARRY | NC | PRIMARY | 35.61 | -80.44
28529 | STANDARD | GRANTSBORO | NC | PRIMARY | 35.13 | -76.89
28740 | STANDARD | GREEN MOUNTAIN | NC | PRIMARY | 36.01 | -82.31
28530 | STANDARD | GRIFTON | NC | PRIMARY | 35.37 | -77.43
28073 | STANDARD | GROVER | NC | PRIMARY | 35.17 | -81.45
28442 | STANDARD | HALLSBORO | NC | PRIMARY | 34.29 | -78.59
28345 | STANDARD | HAMLET | NC | PRIMARY | 34.88 | -79.7
28443 | STANDARD | HAMPSTEAD | NC | PRIMARY | 34.36 | -77.71
28531 | STANDARD | HARKERS ISLAND | NC | PRIMARY | 34.69 | -76.55
28444 | STANDARD | HARRELLS | NC | PRIMARY | 34.72 | -78.2
28074 | PO BOX | HARRIS | NC | PRIMARY | 35.24 | -81.87
28075 | STANDARD | HARRISBURG | NC | PRIMARY | 35.32 | -80.66
28532 | STANDARD | HAVELOCK | NC | PRIMARY | 34.9 | -76.89
28533 | STANDARD | CHERRY POINT | NC | PRIMARY | 34.92 | -76.89
28904 | STANDARD | HAYESVILLE | NC | PRIMARY | 35.04 | -83.81
28739 | STANDARD | HENDERSONVILLE | NC | PRIMARY | 35.32 | -82.46
28791 | STANDARD | HENDERSONVILLE | NC | PRIMARY | 35.32 | -82.46
28792 | STANDARD | HENDERSONVILLE | NC | PRIMARY | 35.32 | -82.46
28793 | PO BOX | HENDERSONVILLE | NC | PRIMARY | 35.32 | -82.46
28076 | PO BOX | HENRIETTA | NC | PRIMARY | 35.23 | -81.8
28741 | STANDARD | HIGHLANDS | NC | PRIMARY | 35.05 | -83.19
28077 | PO BOX | HIGH SHOALS | NC | PRIMARY | 35.39 | -81.2
28537 | STANDARD | HOBUCKEN | NC | PRIMARY | 35.26 | -76.53
28552 | STANDARD | LOWLAND | NC | PRIMARY | 35.3 | -76.57
28347 | STANDARD | HOFFMAN | NC | PRIMARY | 35.03 | -79.54
28363 | STANDARD | MARSTON | NC | PRIMARY | 34.99 | -79.64
28445 | STANDARD | HOLLY RIDGE | NC | PRIMARY | 34.49 | -77.55
28538 | STANDARD | HOOKERTON | NC | PRIMARY | 35.42 | -77.58
28348 | STANDARD | HOPE MILLS | NC | PRIMARY | 34.97 | -78.95
28742 | STANDARD | HORSE SHOE | NC | PRIMARY | 35.39 | -82.64
28759 | STANDARD | MILLS RIVER | NC | PRIMARY | 35.39 | -82.57
28743 | STANDARD | HOT SPRINGS | NC | PRIMARY | 35.89 | -82.82
28539 | STANDARD | HUBERT | NC | PRIMARY | 34.66 | -77.23
28070 | PO BOX | HUNTERSVILLE | NC | PRIMARY | 35.41 | -80.84
28078 | STANDARD | HUNTERSVILLE | NC | PRIMARY | 35.41 | -80.84
28079 | STANDARD | INDIAN TRAIL | NC | PRIMARY | 35.07 | -80.67
28080 | STANDARD | IRON STATION | NC | PRIMARY | 35.44 | -81.15
28447 | STANDARD | IVANHOE | NC | PRIMARY | 34.6 | -78.25
28540 | STANDARD | JACKSONVILLE | NC | PRIMARY | 34.76 | -77.4
28541 | PO BOX | JACKSONVILLE | NC | PRIMARY | 34.76 | -77.4
28542 | PO BOX | CAMP LEJEUNE | NC | PRIMARY | 34.68 | -77.34
28543 | STANDARD | TARAWA TERRACE | NC | PRIMARY | 34.73 | -77.37
28544 | STANDARD | MIDWAY PARK | NC | PRIMARY | 34.73 | -77.3
28545 | STANDARD | MCCUTCHEON FIELD | NC | PRIMARY | 34.67 | -77.52
28546 | STANDARD | JACKSONVILLE | NC | PRIMARY | 34.76 | -77.4
28547 | STANDARD | CAMP LEJEUNE | NC | PRIMARY | 34.68 | -77.34
28081 | STANDARD | KANNAPOLIS | NC | PRIMARY | 35.49 | -80.62
28082 | PO BOX | KANNAPOLIS | NC | PRIMARY | 35.49 | -80.62
28083 | STANDARD | KANNAPOLIS | NC | PRIMARY | 35.49 | -80.62
28448 | STANDARD | KELLY | NC | PRIMARY | 34.46 | -78.32
28349 | STANDARD | KENANSVILLE | NC | PRIMARY | 34.96 | -77.96
28086 | STANDARD | KINGS MOUNTAIN | NC | PRIMARY | 35.24 | -81.34
28501 | STANDARD | KINSTON | NC | PRIMARY | 35.27 | -77.59
28502 | PO BOX | KINSTON | NC | PRIMARY | 35.27 | -77.59
28503 | PO BOX | KINSTON | NC | PRIMARY | 35.27 | -77.59
28504 | STANDARD | KINSTON | NC | PRIMARY | 35.27 | -77.59
28449 | STANDARD | KURE BEACH | NC | PRIMARY | 33.99 | -77.91
28551 | STANDARD | LA GRANGE | NC | PRIMARY | 35.3 | -77.78
28745 | STANDARD | LAKE JUNALUSKA | NC | PRIMARY | 35.52 | -82.97
28746 | STANDARD | LAKE LURE | NC | PRIMARY | 35.44 | -82.2
28747 | STANDARD | LAKE TOXAWAY | NC | PRIMARY | 35.13 | -82.93
28350 | PO BOX | LAKEVIEW | NC | PRIMARY | 35.22 | -79.32
28450 | STANDARD | LAKE WACCAMAW | NC | PRIMARY | 34.31 | -78.51
28088 | STANDARD | LANDIS | NC | PRIMARY | 35.54 | -80.61
28089 | PO BOX | LATTIMORE | NC | PRIMARY | 35.31 | -81.66
28351 | STANDARD | LAUREL HILL | NC | PRIMARY | 34.8 | -79.54
28352 | STANDARD | LAURINBURG | NC | PRIMARY | 34.76 | -79.47
28353 | PO BOX | LAURINBURG | NC | PRIMARY | 34.76 | -79.47
28090 | STANDARD | LAWNDALE | NC | PRIMARY | 35.41 | -81.56
28748 | STANDARD | LEICESTER | NC | PRIMARY | 35.65 | -82.68
28451 | STANDARD | LELAND | NC | PRIMARY | 34.24 | -78
28355 | PO BOX | LEMON SPRINGS | NC | PRIMARY | 35.38 | -79.2
28091 | STANDARD | LILESVILLE | NC | PRIMARY | 34.96 | -79.98
28092 | STANDARD | LINCOLNTON | NC | PRIMARY | 35.47 | -81.24
28093 | PO BOX | LINCOLNTON | NC | PRIMARY | 35.47 | -81.24
28356 | STANDARD | LINDEN | NC | PRIMARY | 35.25 | -78.74
28749 | PO BOX | LITTLE SWITZERLAND | NC | PRIMARY | 35.83 | -82.02
28097 | STANDARD | LOCUST | NC | PRIMARY | 35.25 | -80.43
28452 | STANDARD | LONGWOOD | NC | PRIMARY | 34 | -78.54
28098 | STANDARD | LOWELL | NC | PRIMARY | 35.26 | -81.1
28357 | STANDARD | LUMBER BRIDGE | NC | PRIMARY | 34.88 | -79.07
28358 | STANDARD | LUMBERTON | NC | PRIMARY | 34.63 | -79.01
28359 | PO BOX | LUMBERTON | NC | PRIMARY | 34.63 | -79.01
28360 | STANDARD | LUMBERTON | NC | PRIMARY | 34.63 | -79.01
28750 | PO BOX | LYNN | NC | PRIMARY | 35.23 | -82.25
28101 | STANDARD | MC ADENVILLE | NC | PRIMARY | 35.26 | -81.08
28102 | PO BOX | MC FARLAN | NC | PRIMARY | 34.81 | -79.97
28751 | STANDARD | MAGGIE VALLEY | NC | PRIMARY | 35.51 | -83.09
28453 | STANDARD | MAGNOLIA | NC | PRIMARY | 34.89 | -78.05
28454 | STANDARD | MAPLE HILL | NC | PRIMARY | 34.66 | -77.69
28905 | STANDARD | MARBLE | NC | PRIMARY | 35.17 | -83.92
28362 | PO BOX | MARIETTA | NC | PRIMARY | 34.36 | -79.12
28737 | PO BOX | GLENWOOD | NC | PRIMARY | 35.6 | -81.97
28752 | STANDARD | MARION | NC | PRIMARY | 35.68 | -82
28753 | STANDARD | MARSHALL | NC | PRIMARY | 35.79 | -82.68
28553 | STANDARD | MARSHALLBERG | NC | PRIMARY | 34.73 | -76.51
28754 | STANDARD | MARS HILL | NC | PRIMARY | 35.82 | -82.55
28103 | STANDARD | MARSHVILLE | NC | PRIMARY | 34.98 | -80.36
28104 | STANDARD | MATTHEWS | NC | PRIMARY | 35.12 | -80.71
28105 | STANDARD | MATTHEWS | NC | PRIMARY | 35.12 | -80.71
28106 | PO BOX | MATTHEWS | NC | PRIMARY | 35.12 | -80.71
28554 | PO BOX | MAURY | NC | PRIMARY | 35.51 | -77.62
28364 | STANDARD | MAXTON | NC | PRIMARY | 34.73 | -79.35
28555 | STANDARD | MAYSVILLE | NC | PRIMARY | 34.9 | -77.23
28556 | STANDARD | MERRITT | NC | PRIMARY | 35.11 | -76.69
28755 | PO BOX | MICAVILLE | NC | PRIMARY | 35.9 | -82.21
28107 | STANDARD | MIDLAND | NC | PRIMARY | 35.22 | -80.5
28756 | STANDARD | MILL SPRING | NC | PRIMARY | 35.29 | -82.16
28108 | PO BOX | MINERAL SPRINGS | NC | PRIMARY | 34.93 | -80.72
28109 | PO BOX | MISENHEIMER | NC | PRIMARY | 35.48 | -80.28
28110 | STANDARD | MONROE | NC | PRIMARY | 34.98 | -80.54
28111 | PO BOX | MONROE | NC | PRIMARY | 34.98 | -80.54
28112 | STANDARD | MONROE | NC | PRIMARY | 34.98 | -80.54
28757 | PO BOX | MONTREAT | NC | PRIMARY | 35.64 | -82.3
28114 | STANDARD | MOORESBORO | NC | PRIMARY | 35.29 | -81.69
28115 | STANDARD | MOORESVILLE | NC | PRIMARY | 35.57 | -80.81
28117 | STANDARD | MOORESVILLE | NC | PRIMARY | 35.57 | -80.81
28557 | STANDARD | MOREHEAD CITY | NC | PRIMARY | 34.72 | -76.73
28119 | STANDARD | MORVEN | NC | PRIMARY | 34.86 | -80
28758 | PO BOX | MOUNTAIN HOME | NC | PRIMARY | 35.36 | -82.5
28120 | STANDARD | MOUNT HOLLY | NC | PRIMARY | 35.3 | -81.03
28123 | PO BOX | MOUNT MOURNE | NC | PRIMARY | 35.53 | -80.86
28365 | STANDARD | MOUNT OLIVE | NC | PRIMARY | 35.19 | -78.06
28124 | STANDARD | MOUNT PLEASANT | NC | PRIMARY | 35.4 | -80.43
28125 | STANDARD | MOUNT ULLA | NC | PRIMARY | 35.65 | -80.72
28906 | STANDARD | MURPHY | NC | PRIMARY | 35.09 | -84.02
28455 | STANDARD | NAKINA | NC | PRIMARY | 34.13 | -78.66
28760 | PO BOX | NAPLES | NC | PRIMARY | 35.4 | -82.47
28761 | STANDARD | NEBO | NC | PRIMARY | 35.71 | -81.93
28560 | STANDARD | NEW BERN | NC | PRIMARY | 35.11 | -77.07
28561 | PO BOX | NEW BERN | NC | PRIMARY | 35.11 | -77.07
28562 | STANDARD | NEW BERN | NC | PRIMARY | 35.11 | -77.07
28563 | PO BOX | NEW BERN | NC | PRIMARY | 35.11 | -77.07
28564 | PO BOX | NEW BERN | NC | PRIMARY | 35.11 | -77.07
28126 | PO BOX | NEWELL | NC | PRIMARY | 35.27 | -80.73
28127 | STANDARD | NEW LONDON | NC | PRIMARY | 35.44 | -80.21
28570 | STANDARD | NEWPORT | NC | PRIMARY | 34.78 | -76.86
28366 | STANDARD | NEWTON GROVE | NC | PRIMARY | 35.25 | -78.35
28367 | PO BOX | NORMAN | NC | PRIMARY | 35.17 | -79.72
28128 | STANDARD | NORWOOD | NC | PRIMARY | 35.22 | -80.12
28129 | STANDARD | OAKBORO | NC | PRIMARY | 35.22 | -80.32
28762 | STANDARD | OLD FORT | NC | PRIMARY | 35.63 | -82.17
28368 | PO BOX | OLIVIA | NC | PRIMARY | 35.37 | -79.11
28571 | STANDARD | ORIENTAL | NC | PRIMARY | 35.03 | -76.68
28319 | PO BOX | BARNESVILLE | NC | PRIMARY | 34.4 | -79.04
28369 | STANDARD | ORRUM | NC | PRIMARY | 34.46 | -79.01
28763 | STANDARD | OTTO | NC | PRIMARY | 35.06 | -83.38
28371 | STANDARD | PARKTON | NC | PRIMARY | 34.9 | -79.01
28130 | PO BOX | PAW CREEK | NC | PRIMARY | 35.27 | -80.93
28133 | STANDARD | PEACHLAND | NC | PRIMARY | 34.99 | -80.26
28372 | STANDARD | PEMBROKE | NC | PRIMARY | 34.68 | -79.19
28765 | PO BOX | PENLAND | NC | PRIMARY | 35.96 | -82.12
28766 | STANDARD | PENROSE | NC | PRIMARY | 35.25 | -82.62
28373 | STANDARD | PINEBLUFF | NC | PRIMARY | 35.1 | -79.47
28370 | PO BOX | PINEHURST | NC | PRIMARY | 35.18 | -79.46
28374 | STANDARD | PINEHURST | NC | PRIMARY | 35.18 | -79.46
28134 | STANDARD | PINEVILLE | NC | PRIMARY | 35.08 | -80.88
28572 | STANDARD | PINK HILL | NC | PRIMARY | 35.05 | -77.74
28768 | STANDARD | PISGAH FOREST | NC | PRIMARY | 35.27 | -82.67
28135 | STANDARD | POLKTON | NC | PRIMARY | 35 | -80.2
28136 | PO BOX | POLKVILLE | NC | PRIMARY | 35.41 | -81.64
28573 | STANDARD | POLLOCKSVILLE | NC | PRIMARY | 35 | -77.22
28375 | PO BOX | PROCTORVILLE | NC | PRIMARY | 34.47 | -79.03
28376 | STANDARD | RAEFORD | NC | PRIMARY | 34.97 | -79.22
28377 | STANDARD | RED SPRINGS | NC | PRIMARY | 34.81 | -79.18
28378 | PO BOX | REX | NC | PRIMARY | 34.85 | -79.05
28137 | STANDARD | RICHFIELD | NC | PRIMARY | 35.47 | -80.25
28574 | STANDARD | RICHLANDS | NC | PRIMARY | 34.89 | -77.54
28770 | PO BOX | RIDGECREST | NC | PRIMARY | 35.59 | -82.3
28456 | STANDARD | RIEGELWOOD | NC | PRIMARY | 34.34 | -78.26
28771 | STANDARD | ROBBINSVILLE | NC | PRIMARY | 35.32 | -83.8
28379 | STANDARD | ROCKINGHAM | NC | PRIMARY | 34.93 | -79.76
28380 | PO BOX | ROCKINGHAM | NC | PRIMARY | 34.93 | -79.76
28138 | STANDARD | ROCKWELL | NC | PRIMARY | 35.55 | -80.4
28457 | STANDARD | ROCKY POINT | NC | PRIMARY | 34.43 | -77.88
28382 | STANDARD | ROSEBORO | NC | PRIMARY | 34.95 | -78.51
28458 | STANDARD | ROSE HILL | NC | PRIMARY | 34.82 | -78.02
28772 | STANDARD | ROSMAN | NC | PRIMARY | 35.14 | -82.82
28383 | STANDARD | ROWLAND | NC | PRIMARY | 34.53 | -79.29
28139 | STANDARD | RUTHERFORDTON | NC | PRIMARY | 35.36 | -81.96
28384 | STANDARD | SAINT PAULS | NC | PRIMARY | 34.8 | -78.97
28385 | STANDARD | SALEMBURG | NC | PRIMARY | 35.01 | -78.5
28144 | STANDARD | SALISBURY | NC | PRIMARY | 35.66 | -80.48
28470 | STANDARD | SHALLOTTE | NC | PRIMARY | 33.95 | -78.39
28386 | STANDARD | SHANNON | NC | PRIMARY | 34.83 | -79.11
28150 | STANDARD | SHELBY | NC | PRIMARY | 35.28 | -81.54
28151 | PO BOX | SHELBY | NC | PRIMARY | 35.28 | -81.54
28152 | STANDARD | SHELBY | NC | PRIMARY | 35.28 | -81.54
28776 | PO BOX | SKYLAND | NC | PRIMARY | 35.48 | -82.52
28579 | STANDARD | SMYRNA | NC | PRIMARY | 34.8 | -76.51
28589 | PO BOX | WILLISTON | NC | PRIMARY | 34.8 | -76.49
28460 | STANDARD | SNEADS FERRY | NC | PRIMARY | 34.55 | -77.37
28580 | STANDARD | SNOW HILL | NC | PRIMARY | 35.45 | -77.67
28387 | STANDARD | SOUTHERN PINES | NC | PRIMARY | 35.18 | -79.4
28388 | PO BOX | SOUTHERN PINES | NC | PRIMARY | 35.18 | -79.4
28461 | STANDARD | SOUTHPORT | NC | PRIMARY | 33.92 | -78.02
28465 | STANDARD | OAK ISLAND | NC | PRIMARY | 33.91 | -78.1
28159 | STANDARD | SPENCER | NC | PRIMARY | 35.69 | -80.43
28160 | STANDARD | SPINDALE | NC | PRIMARY | 35.36 | -81.92
28390 | STANDARD | SPRING LAKE | NC | PRIMARY | 35.17 | -78.98
28777 | STANDARD | SPRUCE PINE | NC | PRIMARY | 35.91 | -82.06
28163 | STANDARD | STANFIELD | NC | PRIMARY | 35.23 | -80.42
28164 | STANDARD | STANLEY | NC | PRIMARY | 35.35 | -81.09
28391 | STANDARD | STEDMAN | NC | PRIMARY | 35.01 | -78.69
28582 | STANDARD | STELLA | NC | PRIMARY | 34.77 | -77.12
28583 | PO BOX | STONEWALL | NC | PRIMARY | 35.13 | -76.74
28462 | STANDARD | SUPPLY | NC | PRIMARY | 34.01 | -78.26
28778 | STANDARD | SWANNANOA | NC | PRIMARY | 35.6 | -82.39
28584 | STANDARD | SWANSBORO | NC | PRIMARY | 34.69 | -77.12
28779 | STANDARD | SYLVA | NC | PRIMARY | 35.37 | -83.22
28463 | STANDARD | TABOR CITY | NC | PRIMARY | 34.14 | -78.87
28392 | STANDARD | TAR HEEL | NC | PRIMARY | 34.73 | -78.79
28464 | STANDARD | TEACHEY | NC | PRIMARY | 34.76 | -78
28781 | STANDARD | TOPTON | NC | PRIMARY | 35.24 | -83.7
28585 | STANDARD | TRENTON | NC | PRIMARY | 35.06 | -77.35
28166 | STANDARD | TROUTMAN | NC | PRIMARY | 35.7 | -80.89
28782 | STANDARD | TRYON | NC | PRIMARY | 35.2 | -82.23
28783 | STANDARD | TUCKASEGEE | NC | PRIMARY | 35.27 | -83.12
28393 | STANDARD | TURKEY | NC | PRIMARY | 34.99 | -78.18
28167 | STANDARD | UNION MILLS | NC | PRIMARY | 35.49 | -81.96
28168 | STANDARD | VALE | NC | PRIMARY | 35.53 | -81.39
28586 | STANDARD | VANCEBORO | NC | PRIMARY | 35.3 | -77.15
28587 | STANDARD | VANDEMERE | NC | PRIMARY | 35.18 | -76.66
28394 | STANDARD | VASS | NC | PRIMARY | 35.25 | -79.28
28169 | PO BOX | WACO | NC | PRIMARY | 35.36 | -81.42
28395 | STANDARD | WADE | NC | PRIMARY | 35.16 | -78.73
28170 | STANDARD | WADESBORO | NC | PRIMARY | 34.96 | -80.06
28396 | STANDARD | WAGRAM | NC | PRIMARY | 34.88 | -79.36
28466 | STANDARD | WALLACE | NC | PRIMARY | 34.73 | -77.99
28909 | STANDARD | WARNE | NC | PRIMARY | 34.99 | -83.9
28398 | STANDARD | WARSAW | NC | PRIMARY | 34.99 | -78.08
28173 | STANDARD | WAXHAW | NC | PRIMARY | 34.92 | -80.74
28738 | PO BOX | HAZELWOOD | NC | PRIMARY | 35.47 | -83
28785 | STANDARD | WAYNESVILLE | NC | PRIMARY | 35.63 | -83.02
28786 | STANDARD | WAYNESVILLE | NC | PRIMARY | 35.48 | -82.99
28787 | STANDARD | WEAVERVILLE | NC | PRIMARY | 35.69 | -82.55
28788 | PO BOX | WEBSTER | NC | PRIMARY | 35.35 | -83.21
28399 | STANDARD | WHITE OAK | NC | PRIMARY | 34.74 | -78.7
28472 | STANDARD | WHITEVILLE | NC | PRIMARY | 34.32 | -78.7
28789 | STANDARD | WHITTIER | NC | PRIMARY | 35.43 | -83.27
28478 | STANDARD | WILLARD | NC | PRIMARY | 34.69 | -77.98
28401 | STANDARD | WILMINGTON | NC | PRIMARY | 34.21 | -77.91
28402 | PO BOX | WILMINGTON | NC | PRIMARY | 34.21 | -77.91
28403 | STANDARD | WILMINGTON | NC | PRIMARY | 34.21 | -77.91
28404 | PO BOX | WILMINGTON | NC | PRIMARY | 34.21 | -77.91
28405 | STANDARD | WILMINGTON | NC | PRIMARY | 34.21 | -77.91
28406 | PO BOX | WILMINGTON | NC | PRIMARY | 34.21 | -77.91
28407 | PO BOX | WILMINGTON | NC | PRIMARY | 34.21 | -77.91
28408 | PO BOX | WILMINGTON | NC | PRIMARY | 34.21 | -77.91
28409 | STANDARD | WILMINGTON | NC | PRIMARY | 34.21 | -77.91
28410 | UNIQUE | WILMINGTON | NC | PRIMARY | 34.21 | -77.91
28411 | STANDARD | WILMINGTON | NC | PRIMARY | 34.21 | -77.91
28412 | STANDARD | WILMINGTON | NC | PRIMARY | 34.21 | -77.91
28174 | STANDARD | WINGATE | NC | PRIMARY | 34.98 | -80.44
28479 | STANDARD | WINNABOW | NC | PRIMARY | 34.28 | -78.09
28590 | STANDARD | WINTERVILLE | NC | PRIMARY | 35.52 | -77.39
28480 | STANDARD | WRIGHTSVILLE BEACH | NC | PRIMARY | 34.21 | -77.79
28784 | PO BOX | TUXEDO | NC | PRIMARY | 35.22 | -82.42
28790 | STANDARD | ZIRCONIA | NC | PRIMARY | 35.2 | -82.48
29702 | STANDARD | BLACKSBURG | SC | PRIMARY | 35.12 | -81.51
29703 | PO BOX | BOWLING GREEN | SC | PRIMARY | 35.1 | -81.22
29704 | STANDARD | CATAWBA | SC | PRIMARY | 34.85 | -80.91
29706 | STANDARD | CHESTER | SC | PRIMARY | 34.7 | -81.21
29709 | STANDARD | CHESTERFIELD | SC | PRIMARY | 34.73 | -80.08
29710 | STANDARD | CLOVER | SC | PRIMARY | 35.11 | -81.22
29712 | STANDARD | EDGEMOOR | SC | PRIMARY | 34.8 | -81.01
29714 | STANDARD | FORT LAWN | SC | PRIMARY | 34.7 | -80.89
29707 | STANDARD | FORT MILL | SC | PRIMARY | 34.99 | -80.86
29708 | STANDARD | FORT MILL | SC | PRIMARY | 35 | -80.94
29715 | STANDARD | FORT MILL | SC | PRIMARY | 35 | -80.94
29716 | PO BOX | FORT MILL | SC | PRIMARY | 35 | -80.94
29717 | STANDARD | HICKORY GROVE | SC | PRIMARY | 34.98 | -81.41
29718 | STANDARD | JEFFERSON | SC | PRIMARY | 34.65 | -80.38
29720 | STANDARD | LANCASTER | SC | PRIMARY | 34.72 | -80.77
29721 | PO BOX | LANCASTER | SC | PRIMARY | 34.72 | -80.77
29722 | UNIQUE | LANCASTER | SC | PRIMARY | 34.72 | -80.77
29724 | PO BOX | LANDO | SC | PRIMARY | 34.76 | -81.05
29726 | STANDARD | MC CONNELLS | SC | PRIMARY | 34.86 | -81.22
29727 | STANDARD | MOUNT CROGHAN | SC | PRIMARY | 34.76 | -80.22
29728 | STANDARD | PAGELAND | SC | PRIMARY | 34.77 | -80.38
29729 | STANDARD | RICHBURG | SC | PRIMARY | 34.71 | -81.02
29730 | STANDARD | ROCK HILL | SC | PRIMARY | 34.93 | -81.02
29731 | PO BOX | ROCK HILL | SC | PRIMARY | 34.93 | -81.02
29732 | STANDARD | ROCK HILL | SC | PRIMARY | 34.93 | -81.02
29733 | UNIQUE | ROCK HILL | SC | PRIMARY | 34.93 | -81.02
29734 | STANDARD | ROCK HILL | SC | PRIMARY | 34.93 | -81.02
29741 | STANDARD | RUBY | SC | PRIMARY | 34.74 | -80.17
29742 | STANDARD | SHARON | SC | PRIMARY | 34.95 | -81.34
29743 | STANDARD | SMYRNA | SC | PRIMARY | 35.04 | -81.41
29744 | PO BOX | VAN WYCK | SC | PRIMARY | 34.91 | -80.84
29745 | STANDARD | YORK | SC | PRIMARY | 34.99 | -81.23
29620 | STANDARD | ABBEVILLE | SC | PRIMARY | 34.17 | -82.37
29426 | STANDARD | ADAMS RUN | SC | PRIMARY | 32.72 | -80.34
29001 | STANDARD | ALCOLU | SC | PRIMARY | 33.76 | -80.15
29621 | STANDARD | ANDERSON | SC | PRIMARY | 34.51 | -82.64
29622 | PO BOX | ANDERSON | SC | PRIMARY | 34.51 | -82.64
29623 | PO BOX | ANDERSON | SC | PRIMARY | 34.51 | -82.64
29624 | STANDARD | ANDERSON | SC | PRIMARY | 34.51 | -82.64
29625 | STANDARD | ANDERSON | SC | PRIMARY | 34.51 | -82.64
29626 | STANDARD | ANDERSON | SC | PRIMARY | 34.51 | -82.64
29510 | STANDARD | ANDREWS | SC | PRIMARY | 33.44 | -79.56
29320 | PO BOX | ARCADIA | SC | PRIMARY | 34.95 | -81.99
29429 | STANDARD | AWENDAW | SC | PRIMARY | 33.03 | -79.61
29511 | STANDARD | AYNOR | SC | PRIMARY | 33.99 | -79.2
29544 | STANDARD | GALIVANTS FERRY | SC | PRIMARY | 34.05 | -79.24
29002 | PO BOX | BALLENTINE | SC | PRIMARY | 34.14 | -81.06
29003 | STANDARD | BAMBERG | SC | PRIMARY | 33.29 | -81.03
29627 | STANDARD | BELTON | SC | PRIMARY | 34.52 | -82.49
29512 | STANDARD | BENNETTSVILLE | SC | PRIMARY | 34.63 | -79.68
29009 | STANDARD | BETHUNE | SC | PRIMARY | 34.41 | -80.34
29010 | STANDARD | BISHOPVILLE | SC | PRIMARY | 34.21 | -80.24
29014 | STANDARD | BLACKSTOCK | SC | PRIMARY | 34.55 | -81.15
29015 | STANDARD | BLAIR | SC | PRIMARY | 34.49 | -81.35
29516 | STANDARD | BLENHEIM | SC | PRIMARY | 34.51 | -79.65
29016 | STANDARD | BLYTHEWOOD | SC | PRIMARY | 34.21 | -80.97
29431 | STANDARD | BONNEAU | SC | PRIMARY | 33.3 | -79.95
29018 | STANDARD | BOWMAN | SC | PRIMARY | 33.34 | -80.68
29432 | STANDARD | BRANCHVILLE | SC | PRIMARY | 33.25 | -80.81
29321 | STANDARD | BUFFALO | SC | PRIMARY | 34.72 | -81.68
29518 | STANDARD | CADES | SC | PRIMARY | 33.78 | -79.78
29628 | STANDARD | CALHOUN FALLS | SC | PRIMARY | 34.09 | -82.59
29020 | STANDARD | CAMDEN | SC | PRIMARY | 34.26 | -80.61
29021 | PO BOX | CAMDEN | SC | PRIMARY | 34.56 | -80.58
29030 | STANDARD | CAMERON | SC | PRIMARY | 33.55 | -80.71
29322 | STANDARD | CAMPOBELLO | SC | PRIMARY | 35.11 | -82.14
29031 | STANDARD | CARLISLE | SC | PRIMARY | 34.59 | -81.46
29032 | STANDARD | CASSATT | SC | PRIMARY | 34.34 | -80.47
29033 | STANDARD | CAYCE | SC | PRIMARY | 33.95 | -81.06
29169 | STANDARD | WEST COLUMBIA | SC | PRIMARY | 33.99 | -81.08
29170 | STANDARD | WEST COLUMBIA | SC | PRIMARY | 33.99 | -81.08
29171 | PO BOX | WEST COLUMBIA | SC | PRIMARY | 33.99 | -81.08
29172 | STANDARD | WEST COLUMBIA | SC | PRIMARY | 33.99 | -81.08
29519 | PO BOX | CENTENARY | SC | PRIMARY | 34.03 | -79.35
29630 | STANDARD | CENTRAL | SC | PRIMARY | 34.72 | -82.78
29036 | STANDARD | CHAPIN | SC | PRIMARY | 34.16 | -81.34
29037 | STANDARD | CHAPPELLS | SC | PRIMARY | 34.18 | -81.87
29401 | STANDARD | CHARLESTON | SC | PRIMARY | 32.78 | -79.99
29402 | PO BOX | CHARLESTON | SC | PRIMARY | 32.78 | -79.99
29403 | STANDARD | CHARLESTON | SC | PRIMARY | 32.78 | -79.99
29404 | STANDARD | CHARLESTON AFB | SC | PRIMARY | 32.9 | -80.06
29405 | STANDARD | NORTH CHARLESTON | SC | PRIMARY | 32.78 | -79.99
29406 | STANDARD | CHARLESTON | SC | PRIMARY | 32.78 | -79.99
29407 | STANDARD | CHARLESTON | SC | PRIMARY | 32.78 | -79.99
29409 | UNIQUE | CHARLESTON | SC | PRIMARY | 32.78 | -79.99
29410 | STANDARD | HANAHAN | SC | PRIMARY | 32.91 | -80.01
29412 | STANDARD | CHARLESTON | SC | PRIMARY | 32.78 | -79.99
29413 | PO BOX | CHARLESTON | SC | PRIMARY | 32.78 | -79.99
29414 | STANDARD | CHARLESTON | SC | PRIMARY | 32.78 | -79.99
29415 | PO BOX | NORTH CHARLESTON | SC | PRIMARY | 32.78 | -79.99
29416 | PO BOX | CHARLESTON | SC | PRIMARY | 32.78 | -79.99
29417 | PO BOX | CHARLESTON | SC | PRIMARY | 32.78 | -79.99
29418 | STANDARD | NORTH CHARLESTON | SC | PRIMARY | 32.89 | -80.05
29419 | PO BOX | NORTH CHARLESTON | SC | PRIMARY | 32.93 | -80.1
29420 | STANDARD | NORTH CHARLESTON | SC | PRIMARY | 32.92 | -80.09
29422 | PO BOX | CHARLESTON | SC | PRIMARY | 32.78 | -79.99
29423 | PO BOX | CHARLESTON | SC | PRIMARY | 32.78 | -79.99
29424 | UNIQUE | CHARLESTON | SC | PRIMARY | 32.78 | -79.99
29425 | UNIQUE | CHARLESTON | SC | PRIMARY | 32.78 | -79.99
29492 | STANDARD | CHARLESTON | SC | PRIMARY | 32.78 | -79.99
29520 | STANDARD | CHERAW | SC | PRIMARY | 34.69 | -79.89
29323 | STANDARD | CHESNEE | SC | PRIMARY | 35.14 | -81.86
29631 | STANDARD | CLEMSON | SC | PRIMARY | 34.68 | -82.81
29632 | UNIQUE | CLEMSON | SC | PRIMARY | 34.68 | -82.81
29633 | PO BOX | CLEMSON | SC | PRIMARY | 34.68 | -82.81
29634 | UNIQUE | CLEMSON | SC | PRIMARY | 34.68 | -82.81
29635 | STANDARD | CLEVELAND | SC | PRIMARY | 35.07 | -82.52
29324 | PO BOX | CLIFTON | SC | PRIMARY | 34.98 | -81.79
29325 | STANDARD | CLINTON | SC | PRIMARY | 34.47 | -81.86
29525 | STANDARD | CLIO | SC | PRIMARY | 34.57 | -79.54
29201 | STANDARD | COLUMBIA | SC | PRIMARY | 34 | -81.03
29202 | PO BOX | COLUMBIA | SC | PRIMARY | 34 | -81.03
29203 | STANDARD | COLUMBIA | SC | PRIMARY | 34 | -81.03
29204 | STANDARD | COLUMBIA | SC | PRIMARY | 34 | -81.03
29205 | STANDARD | COLUMBIA | SC | PRIMARY | 34 | -81.03
29206 | STANDARD | COLUMBIA | SC | PRIMARY | 34 | -81.03
29207 | PO BOX | COLUMBIA | SC | PRIMARY | 34 | -81.03
29208 | UNIQUE | COLUMBIA | SC | PRIMARY | 34 | -81.03
29209 | STANDARD | COLUMBIA | SC | PRIMARY | 34 | -81.03
29210 | STANDARD | COLUMBIA | SC | PRIMARY | 34 | -81.03
29211 | PO BOX | COLUMBIA | SC | PRIMARY | 34 | -81.03
29212 | STANDARD | COLUMBIA | SC | PRIMARY | 34 | -81.03
29214 | UNIQUE | COLUMBIA | SC | PRIMARY | 34 | -81.03
29215 | UNIQUE | COLUMBIA | SC | PRIMARY | 34 | -81.03
29216 | UNIQUE | COLUMBIA | SC | PRIMARY | 34 | -81.03
29217 | UNIQUE | COLUMBIA | SC | PRIMARY | 34 | -81.03
29218 | UNIQUE | COLUMBIA | SC | PRIMARY | 34 | -81.03
29219 | UNIQUE | COLUMBIA | SC | PRIMARY | 34 | -81.03
29220 | UNIQUE | COLUMBIA | SC | PRIMARY | 34 | -81.03
29221 | PO BOX | COLUMBIA | SC | PRIMARY | 34 | -81.03
29222 | STANDARD | COLUMBIA | SC | PRIMARY | 34 | -81.03
29223 | STANDARD | COLUMBIA | SC | PRIMARY | 34 | -81.03
29224 | PO BOX | COLUMBIA | SC | PRIMARY | 34 | -81.03
29225 | UNIQUE | COLUMBIA | SC | PRIMARY | 34 | -81.03
29226 | UNIQUE | COLUMBIA | SC | PRIMARY | 34 | -81.03
29227 | UNIQUE | COLUMBIA | SC | PRIMARY | 34 | -81.03
29228 | PO BOX | COLUMBIA | SC | PRIMARY | 34 | -81.03
29229 | STANDARD | COLUMBIA | SC | PRIMARY | 34 | -81.03
29230 | PO BOX | COLUMBIA | SC | PRIMARY | 34 | -81.03
29240 | PO BOX | COLUMBIA | SC | PRIMARY | 34 | -81.03
29250 | PO BOX | COLUMBIA | SC | PRIMARY | 34 | -81.03
29260 | PO BOX | COLUMBIA | SC | PRIMARY | 34 | -81.03
29290 | PO BOX | COLUMBIA | SC | PRIMARY | 34 | -81.03
29292 | PO BOX | COLUMBIA | SC | PRIMARY | 34 | -81.03
29636 | PO BOX | CONESTEE | SC | PRIMARY | 34.78 | -82.4
29329 | PO BOX | CONVERSE | SC | PRIMARY | 34.95 | -81.85
29526 | STANDARD | CONWAY | SC | PRIMARY | 33.83 | -79.04
29527 | STANDARD | CONWAY | SC | PRIMARY | 33.83 | -79.04
29528 | PO BOX | CONWAY | SC | PRIMARY | 33.83 | -79.04
29038 | STANDARD | COPE | SC | PRIMARY | 33.37 | -81
29434 | STANDARD | CORDESVILLE | SC | PRIMARY | 33.13 | -79.88
29039 | STANDARD | CORDOVA | SC | PRIMARY | 33.43 | -80.92
29435 | STANDARD | COTTAGEVILLE | SC | PRIMARY | 32.93 | -80.47
29530 | STANDARD | COWARD | SC | PRIMARY | 33.97 | -79.74
29330 | STANDARD | COWPENS | SC | PRIMARY | 35.01 | -81.8
29436 | STANDARD | CROSS | SC | PRIMARY | 33.32 | -80.14
29331 | PO BOX | CROSS ANCHOR | SC | PRIMARY | 34.64 | -81.85
29332 | STANDARD | CROSS HILL | SC | PRIMARY | 34.3 | -81.98
29040 | STANDARD | DALZELL | SC | PRIMARY | 34.03 | -80.45
29532 | STANDARD | DARLINGTON | SC | PRIMARY | 34.29 | -79.87
29540 | STANDARD | DARLINGTON | SC | PRIMARY | 34.29 | -79.87
29041 | PO BOX | DAVIS STATION | SC | PRIMARY | 33.6 | -80.22
29042 | STANDARD | DENMARK | SC | PRIMARY | 33.31 | -81.13
29536 | STANDARD | DILLON | SC | PRIMARY | 34.42 | -79.36
29638 | STANDARD | DONALDS | SC | PRIMARY | 34.37 | -82.34
29437 | STANDARD | DORCHESTER | SC | PRIMARY | 33.13 | -80.39
29333 | PO BOX | DRAYTON | SC | PRIMARY | 34.99 | -81.92
29639 | STANDARD | DUE WEST | SC | PRIMARY | 34.33 | -82.38
29334 | STANDARD | DUNCAN | SC | PRIMARY | 34.93 | -82.13
29640 | STANDARD | EASLEY | SC | PRIMARY | 34.82 | -82.58
29641 | PO BOX | EASLEY | SC | PRIMARY | 34.82 | -82.58
29642 | STANDARD | EASLEY | SC | PRIMARY | 34.82 | -82.58
29044 | STANDARD | EASTOVER | SC | PRIMARY | 33.87 | -80.69
29438 | STANDARD | EDISTO ISLAND | SC | PRIMARY | 32.56 | -80.28
29541 | STANDARD | EFFINGHAM | SC | PRIMARY | 34.05 | -79.75
29081 | STANDARD | EHRHARDT | SC | PRIMARY | 33.09 | -81.01
29045 | STANDARD | ELGIN | SC | PRIMARY | 34.16 | -80.79
29046 | PO BOX | ELLIOTT | SC | PRIMARY | 34.11 | -80.18
29047 | STANDARD | ELLOREE | SC | PRIMARY | 33.52 | -80.57
29335 | STANDARD | ENOREE | SC | PRIMARY | 34.65 | -81.96
29048 | STANDARD | EUTAWVILLE | SC | PRIMARY | 33.39 | -80.34
29336 | PO BOX | FAIRFOREST | SC | PRIMARY | 34.95 | -81.99
29643 | STANDARD | FAIR PLAY | SC | PRIMARY | 34.51 | -82.98
29338 | PO BOX | FINGERVILLE | SC | PRIMARY | 35.13 | -82
29501 | STANDARD | FLORENCE | SC | PRIMARY | 34.18 | -79.78
29502 | PO BOX | FLORENCE | SC | PRIMARY | 34.18 | -79.78
29503 | PO BOX | FLORENCE | SC | PRIMARY | 34.18 | -79.78
29504 | PO BOX | FLORENCE | SC | PRIMARY | 34.18 | -79.78
29505 | STANDARD | FLORENCE | SC | PRIMARY | 34.18 | -79.78
29506 | STANDARD | FLORENCE | SC | PRIMARY | 34.18 | -79.78
29439 | PO BOX | FOLLY BEACH | SC | PRIMARY | 32.67 | -79.92
29543 | STANDARD | FORK | SC | PRIMARY | 34.28 | -79.27
29644 | STANDARD | FOUNTAIN INN | SC | PRIMARY | 34.69 | -82.2
29051 | STANDARD | GABLE | SC | PRIMARY | 33.84 | -80.08
29143 | PO BOX | SARDINIA | SC | PRIMARY | 33.77 | -80.01
29052 | STANDARD | GADSDEN | SC | PRIMARY | 33.84 | -80.74
29340 | STANDARD | GAFFNEY | SC | PRIMARY | 35.07 | -81.65
29341 | STANDARD | GAFFNEY | SC | PRIMARY | 35.07 | -81.65
29342 | PO BOX | GAFFNEY | SC | PRIMARY | 35.07 | -81.65
29053 | STANDARD | GASTON | SC | PRIMARY | 33.81 | -81.1
29440 | STANDARD | GEORGETOWN | SC | PRIMARY | 33.36 | -79.29
29442 | PO BOX | GEORGETOWN | SC | PRIMARY | 33.36 | -79.29
29054 | STANDARD | GILBERT | SC | PRIMARY | 33.92 | -81.39
29346 | PO BOX | GLENDALE | SC | PRIMARY | 34.95 | -81.85
29445 | STANDARD | GOOSE CREEK | SC | PRIMARY | 32.98 | -79.99
29348 | PO BOX | GRAMLING | SC | PRIMARY | 35.07 | -82.16
29645 | STANDARD | GRAY COURT | SC | PRIMARY | 34.6 | -82.11
29055 | STANDARD | GREAT FALLS | SC | PRIMARY | 34.57 | -80.9
29056 | STANDARD | GREELEYVILLE | SC | PRIMARY | 33.57 | -79.98
29446 | STANDARD | GREEN POND | SC | PRIMARY | 32.73 | -80.61
29545 | STANDARD | GREEN SEA | SC | PRIMARY | 34.12 | -78.89
29601 | STANDARD | GREENVILLE | SC | PRIMARY | 34.83 | -82.37
29602 | PO BOX | GREENVILLE | SC | PRIMARY | 34.83 | -82.37
29603 | PO BOX | GREENVILLE | SC | PRIMARY | 34.83 | -82.37
29604 | PO BOX | GREENVILLE | SC | PRIMARY | 34.83 | -82.37
29605 | STANDARD | GREENVILLE | SC | PRIMARY | 34.83 | -82.37
29606 | PO BOX | GREENVILLE | SC | PRIMARY | 34.83 | -82.37
29607 | STANDARD | GREENVILLE | SC | PRIMARY | 34.83 | -82.37
29608 | PO BOX | GREENVILLE | SC | PRIMARY | 34.83 | -82.37
29609 | STANDARD | GREENVILLE | SC | PRIMARY | 34.83 | -82.37
29610 | PO BOX | GREENVILLE | SC | PRIMARY | 34.83 | -82.37
29611 | STANDARD | GREENVILLE | SC | PRIMARY | 34.83 | -82.37
29612 | PO BOX | GREENVILLE | SC | PRIMARY | 34.83 | -82.37
29613 | UNIQUE | GREENVILLE | SC | PRIMARY | 34.83 | -82.37
29614 | UNIQUE | GREENVILLE | SC | PRIMARY | 34.83 | -82.37
29615 | STANDARD | GREENVILLE | SC | PRIMARY | 34.83 | -82.37
29616 | PO BOX | GREENVILLE | SC | PRIMARY | 34.83 | -82.37
29617 | STANDARD | GREENVILLE | SC | PRIMARY | 34.83 | -82.37
29646 | STANDARD | GREENWOOD | SC | PRIMARY | 34.19 | -82.15
29647 | UNIQUE | GREENWOOD | SC | PRIMARY | 34.19 | -82.15
29648 | PO BOX | GREENWOOD | SC | PRIMARY | 34.19 | -82.15
29649 | STANDARD | GREENWOOD | SC | PRIMARY | 34.19 | -82.15
29650 | STANDARD | GREER | SC | PRIMARY | 34.93 | -82.23
29651 | STANDARD | GREER | SC | PRIMARY | 34.93 | -82.23
29652 | PO BOX | GREER | SC | PRIMARY | 34.93 | -82.23
29546 | STANDARD | GRESHAM | SC | PRIMARY | 33.93 | -79.41
29447 | PO BOX | GROVER | SC | PRIMARY | 33.1 | -80.59
29547 | STANDARD | HAMER | SC | PRIMARY | 34.51 | -79.4
29448 | STANDARD | HARLEYVILLE | SC | PRIMARY | 33.21 | -80.44
29550 | STANDARD | HARTSVILLE | SC | PRIMARY | 34.36 | -80.08
29551 | PO BOX | HARTSVILLE | SC | PRIMARY | 34.36 | -80.08
29058 | STANDARD | HEATH SPRINGS | SC | PRIMARY | 34.59 | -80.67
29554 | STANDARD | HEMINGWAY | SC | PRIMARY | 33.75 | -79.44
29653 | STANDARD | HODGES | SC | PRIMARY | 34.28 | -82.24
29695 | UNIQUE | HODGES | SC | PRIMARY | 34.28 | -82.24
29059 | STANDARD | HOLLY HILL | SC | PRIMARY | 33.32 | -80.41
29449 | STANDARD | HOLLYWOOD | SC | PRIMARY | 32.75 | -80.2
29654 | STANDARD | HONEA PATH | SC | PRIMARY | 34.44 | -82.39
29061 | STANDARD | HOPKINS | SC | PRIMARY | 33.88 | -80.84
29062 | PO BOX | HORATIO | SC | PRIMARY | 33.98 | -80.58
29450 | STANDARD | HUGER | SC | PRIMARY | 33.09 | -79.8
29349 | STANDARD | INMAN | SC | PRIMARY | 35.05 | -82.09
29063 | STANDARD | IRMO | SC | PRIMARY | 34.09 | -81.18
29451 | STANDARD | ISLE OF PALMS | SC | PRIMARY | 32.8 | -79.75
29655 | STANDARD | IVA | SC | PRIMARY | 34.3 | -82.66
29452 | PO BOX | JACKSONBORO | SC | PRIMARY | 32.77 | -80.45
29453 | STANDARD | JAMESTOWN | SC | PRIMARY | 33.28 | -79.69
29065 | STANDARD | JENKINSVILLE | SC | PRIMARY | 34.25 | -81.26
29351 | STANDARD | JOANNA | SC | PRIMARY | 34.41 | -81.81
29455 | STANDARD | JOHNS ISLAND | SC | PRIMARY | 32.72 | -80.07
29457 | PO BOX | JOHNS ISLAND | SC | PRIMARY | 32.72 | -80.07
29555 | STANDARD | JOHNSONVILLE | SC | PRIMARY | 33.81 | -79.44
29353 | STANDARD | JONESVILLE | SC | PRIMARY | 34.83 | -81.67
29395 | UNIQUE | JONESVILLE | SC | PRIMARY | 34.84 | -81.68
29067 | STANDARD | KERSHAW | SC | PRIMARY | 34.54 | -80.58
29355 | STANDARD | KINARDS | SC | PRIMARY | 34.37 | -81.71
29556 | STANDARD | KINGSTREE | SC | PRIMARY | 33.66 | -79.82
29456 | STANDARD | LADSON | SC | PRIMARY | 33 | -80.1
29656 | PO BOX | LA FRANCE | SC | PRIMARY | 34.62 | -82.73
29560 | STANDARD | LAKE CITY | SC | PRIMARY | 33.86 | -79.75
29563 | STANDARD | LAKE VIEW | SC | PRIMARY | 34.34 | -79.16
29069 | STANDARD | LAMAR | SC | PRIMARY | 34.16 | -80.06
29356 | STANDARD | LANDRUM | SC | PRIMARY | 35.17 | -82.18
29564 | STANDARD | LANE | SC | PRIMARY | 33.52 | -79.88
29565 | STANDARD | LATTA | SC | PRIMARY | 34.33 | -79.43
29360 | STANDARD | LAURENS | SC | PRIMARY | 34.5 | -82.02
29006 | STANDARD | BATESBURG | SC | PRIMARY | 33.9 | -81.54
29070 | STANDARD | LEESVILLE | SC | PRIMARY | 33.91 | -81.51
29071 | PO BOX | LEXINGTON | SC | PRIMARY | 33.98 | -81.22
29072 | STANDARD | LEXINGTON | SC | PRIMARY | 33.98 | -81.22
29073 | STANDARD | LEXINGTON | SC | PRIMARY | 33.98 | -81.22
29657 | STANDARD | LIBERTY | SC | PRIMARY | 34.79 | -82.69
29074 | PO BOX | LIBERTY HILL | SC | PRIMARY | 34.47 | -80.8
29075 | STANDARD | LITTLE MOUNTAIN | SC | PRIMARY | 34.19 | -81.41
29566 | STANDARD | LITTLE RIVER | SC | PRIMARY | 33.87 | -78.63
29567 | STANDARD | LITTLE ROCK | SC | PRIMARY | 34.47 | -79.4
29364 | PO BOX | LOCKHART | SC | PRIMARY | 34.79 | -81.46
29082 | STANDARD | LODGE | SC | PRIMARY | 33.06 | -80.95
29658 | STANDARD | LONG CREEK | SC | PRIMARY | 34.77 | -83.25
29568 | STANDARD | LONGS | SC | PRIMARY | 33.93 | -78.73
29569 | STANDARD | LORIS | SC | PRIMARY | 34.05 | -78.89
29659 | PO BOX | LOWNDESVILLE | SC | PRIMARY | 34.21 | -82.64
29078 | STANDARD | LUGOFF | SC | PRIMARY | 34.22 | -80.68
29079 | PO BOX | LYDIA | SC | PRIMARY | 34.28 | -80.03
29365 | STANDARD | LYMAN | SC | PRIMARY | 34.95 | -82.12
29080 | STANDARD | LYNCHBURG | SC | PRIMARY | 34.05 | -80.07
29101 | STANDARD | MC BEE | SC | PRIMARY | 34.46 | -80.25
29458 | STANDARD | MC CLELLANVILLE | SC | PRIMARY | 33.08 | -79.46
29570 | STANDARD | MC COLL | SC | PRIMARY | 34.66 | -79.54
29102 | STANDARD | MANNING | SC | PRIMARY | 33.69 | -80.21
29661 | STANDARD | MARIETTA | SC | PRIMARY | 35.03 | -82.49
29571 | STANDARD | MARION | SC | PRIMARY | 34.17 | -79.4
29662 | STANDARD | MAULDIN | SC | PRIMARY | 34.78 | -82.3
29104 | STANDARD | MAYESVILLE | SC | PRIMARY | 33.98 | -80.2
29368 | PO BOX | MAYO | SC | PRIMARY | 35.08 | -81.85
29573 | PO BOX | MINTURN | SC | PRIMARY | 34.51 | -79.47
29430 | PO BOX | BETHERA | SC | PRIMARY | 33.2 | -79.78
29461 | STANDARD | MONCKS CORNER | SC | PRIMARY | 33.19 | -79.99
29105 | STANDARD | MONETTA | SC | PRIMARY | 33.84 | -81.61
29369 | STANDARD | MOORE | SC | PRIMARY | 34.83 | -81.99
29664 | STANDARD | MOUNTAIN REST | SC | PRIMARY | 34.86 | -83.15
29464 | STANDARD | MOUNT PLEASANT | SC | PRIMARY | 32.82 | -79.86
29465 | PO BOX | MOUNT PLEASANT | SC | PRIMARY | 32.82 | -79.86
29466 | STANDARD | MOUNT PLEASANT | SC | PRIMARY | 32.82 | -79.86
29370 | STANDARD | MOUNTVILLE | SC | PRIMARY | 34.33 | -81.95
29574 | STANDARD | MULLINS | SC | PRIMARY | 34.2 | -79.25
29576 | STANDARD | MURRELLS INLET | SC | PRIMARY | 33.55 | -79.05
29572 | STANDARD | MYRTLE BEACH | SC | PRIMARY | 33.69 | -78.89
29575 | STANDARD | MYRTLE BEACH | SC | PRIMARY | 33.69 | -78.89
29577 | STANDARD | MYRTLE BEACH | SC | PRIMARY | 33.69 | -78.89
29578 | PO BOX | MYRTLE BEACH | SC | PRIMARY | 33.69 | -78.89
29579 | STANDARD | MYRTLE BEACH | SC | PRIMARY | 33.69 | -78.89
29587 | PO BOX | MYRTLE BEACH | SC | PRIMARY | 33.69 | -78.89
29588 | STANDARD | MYRTLE BEACH | SC | PRIMARY | 33.63 | -79.02
29107 | STANDARD | NEESES | SC | PRIMARY | 33.53 | -81.12
29580 | STANDARD | NESMITH | SC | PRIMARY | 33.65 | -79.51
29108 | STANDARD | NEWBERRY | SC | PRIMARY | 34.27 | -81.61
29665 | PO BOX | NEWRY | SC | PRIMARY | 34.73 | -82.91
29111 | STANDARD | NEW ZION | SC | PRIMARY | 33.77 | -80.01
29581 | STANDARD | NICHOLS | SC | PRIMARY | 34.23 | -79.14
29666 | STANDARD | NINETY SIX | SC | PRIMARY | 34.17 | -82.02
29667 | STANDARD | NORRIS | SC | PRIMARY | 34.76 | -82.75
29112 | STANDARD | NORTH | SC | PRIMARY | 33.61 | -81.1
29582 | STANDARD | NORTH MYRTLE BEACH | SC | PRIMARY | 33.82 | -78.67
29597 | PO BOX | NORTH MYRTLE BEACH | SC | PRIMARY | 33.82 | -78.67
29598 | PO BOX | NORTH MYRTLE BEACH | SC | PRIMARY | 33.82 | -78.67
29113 | STANDARD | NORWAY | SC | PRIMARY | 33.44 | -81.12
29114 | STANDARD | OLANTA | SC | PRIMARY | 33.93 | -79.93
29115 | STANDARD | ORANGEBURG | SC | PRIMARY | 33.49 | -80.86
29116 | PO BOX | ORANGEBURG | SC | PRIMARY | 33.49 | -80.86
29117 | UNIQUE | ORANGEBURG | SC | PRIMARY | 33.49 | -80.86
29118 | STANDARD | ORANGEBURG | SC | PRIMARY | 33.49 | -80.86
29372 | STANDARD | PACOLET | SC | PRIMARY | 34.89 | -81.76
29373 | PO BOX | PACOLET MILLS | SC | PRIMARY | 34.91 | -81.74
29583 | STANDARD | PAMPLICO | SC | PRIMARY | 33.99 | -79.56
29584 | STANDARD | PATRICK | SC | PRIMARY | 34.57 | -80.04
29374 | STANDARD | PAULINE | SC | PRIMARY | 34.83 | -81.87
29585 | STANDARD | PAWLEYS ISLAND | SC | PRIMARY | 33.38 | -79.17
29122 | PO BOX | PEAK | SC | PRIMARY | 34.23 | -81.32
29123 | STANDARD | PELION | SC | PRIMARY | 33.78 | -81.24
29669 | STANDARD | PELZER | SC | PRIMARY | 34.64 | -82.46
29670 | STANDARD | PENDLETON | SC | PRIMARY | 34.65 | -82.78
29671 | STANDARD | PICKENS | SC | PRIMARY | 34.88 | -82.7
29673 | STANDARD | PIEDMONT | SC | PRIMARY | 34.71 | -82.46
29468 | STANDARD | PINEVILLE | SC | PRIMARY | 33.42 | -80.02
29125 | STANDARD | PINEWOOD | SC | PRIMARY | 33.73 | -80.46
29469 | STANDARD | PINOPOLIS | SC | PRIMARY | 33.22 | -80.03
29126 | STANDARD | POMARIA | SC | PRIMARY | 34.26 | -81.41
29127 | STANDARD | PROSPERITY | SC | PRIMARY | 34.21 | -81.53
29589 | PO BOX | RAINS | SC | PRIMARY | 34.09 | -79.31
29470 | STANDARD | RAVENEL | SC | PRIMARY | 32.77 | -80.22
29471 | STANDARD | REEVESVILLE | SC | PRIMARY | 33.2 | -80.64
29375 | PO BOX | REIDVILLE | SC | PRIMARY | 34.86 | -82.11
29128 | STANDARD | REMBERT | SC | PRIMARY | 34.09 | -80.51
29675 | PO BOX | RICHLAND | SC | PRIMARY | 34.7 | -83.02
29129 | STANDARD | RIDGE SPRING | SC | PRIMARY | 33.84 | -81.66
29472 | STANDARD | RIDGEVILLE | SC | PRIMARY | 33.08 | -80.3
29130 | STANDARD | RIDGEWAY | SC | PRIMARY | 34.3 | -80.96
29132 | PO BOX | RION | SC | PRIMARY | 34.3 | -81.16
29376 | STANDARD | ROEBUCK | SC | PRIMARY | 34.87 | -81.96
29474 | STANDARD | ROUND O | SC | PRIMARY | 32.93 | -80.54
29133 | STANDARD | ROWESVILLE | SC | PRIMARY | 33.37 | -80.83
29475 | STANDARD | RUFFIN | SC | PRIMARY | 33 | -80.81
29476 | PO BOX | RUSSELLVILLE | SC | PRIMARY | 33.39 | -79.97
29477 | STANDARD | SAINT GEORGE | SC | PRIMARY | 33.18 | -80.58
29135 | STANDARD | SAINT MATTHEWS | SC | PRIMARY | 33.66 | -80.77
29479 | STANDARD | SAINT STEPHEN | SC | PRIMARY | 33.4 | -79.92
29676 | STANDARD | SALEM | SC | PRIMARY | 34.89 | -82.97
29137 | STANDARD | SALLEY | SC | PRIMARY | 33.56 | -81.3
29590 | STANDARD | SALTERS | SC | PRIMARY | 33.59 | -79.85
29138 | STANDARD | SALUDA | SC | PRIMARY | 34 | -81.77
29677 | PO BOX | SANDY SPRINGS | SC | PRIMARY | 34.59 | -82.75
29142 | STANDARD | SANTEE | SC | PRIMARY | 33.48 | -80.48
29591 | STANDARD | SCRANTON | SC | PRIMARY | 33.91 | -79.74
29592 | STANDARD | SELLERS | SC | PRIMARY | 34.28 | -79.47
29672 | STANDARD | SENECA | SC | PRIMARY | 34.68 | -82.95
29678 | STANDARD | SENECA | SC | PRIMARY | 34.68 | -82.95
29679 | PO BOX | SENECA | SC | PRIMARY | 34.68 | -82.95
29145 | STANDARD | SILVERSTREET | SC | PRIMARY | 34.21 | -81.71
29680 | STANDARD | SIMPSONVILLE | SC | PRIMARY | 34.73 | -82.25
29681 | STANDARD | SIMPSONVILLE | SC | PRIMARY | 34.73 | -82.25
29682 | STANDARD | SIX MILE | SC | PRIMARY | 34.8 | -82.81
29683 | PO BOX | SLATER | SC | PRIMARY | 35.07 | -82.53
29481 | STANDARD | SMOAKS | SC | PRIMARY | 33.08 | -80.81
29593 | STANDARD | SOCIETY HILL | SC | PRIMARY | 34.5 | -79.85
29301 | STANDARD | SPARTANBURG | SC | PRIMARY | 34.94 | -81.92
29302 | STANDARD | SPARTANBURG | SC | PRIMARY | 34.94 | -81.92
29303 | STANDARD | SPARTANBURG | SC | PRIMARY | 34.94 | -81.92
29304 | PO BOX | SPARTANBURG | SC | PRIMARY | 34.94 | -81.92
29305 | PO BOX | SPARTANBURG | SC | PRIMARY | 34.94 | -81.92
29306 | STANDARD | SPARTANBURG | SC | PRIMARY | 34.94 | -81.92
29307 | STANDARD | SPARTANBURG | SC | PRIMARY | 34.94 | -81.92
29316 | STANDARD | BOILING SPRINGS | SC | PRIMARY | 34.94 | -81.92
29318 | STANDARD | BOILING SPRINGS | SC | PRIMARY | 34.94 | -81.92
29319 | UNIQUE | SPARTANBURG | SC | PRIMARY | 34.94 | -81.92
29146 | STANDARD | SPRINGFIELD | SC | PRIMARY | 33.49 | -81.27
29684 | STANDARD | STARR | SC | PRIMARY | 34.37 | -82.69
29377 | PO BOX | STARTEX | SC | PRIMARY | 34.93 | -82.09
29147 | PO BOX | STATE PARK | SC | PRIMARY | 34.02 | -80.96
29482 | STANDARD | SULLIVANS ISLAND | SC | PRIMARY | 32.76 | -79.83
29148 | STANDARD | SUMMERTON | SC | PRIMARY | 33.6 | -80.35
29483 | STANDARD | SUMMERVILLE | SC | PRIMARY | 33 | -80.17
29484 | PO BOX | SUMMERVILLE | SC | PRIMARY | 33 | -80.17
29485 | STANDARD | SUMMERVILLE | SC | PRIMARY | 33 | -80.17
29150 | STANDARD | SUMTER | SC | PRIMARY | 33.94 | -80.39
29151 | PO BOX | SUMTER | SC | PRIMARY | 33.94 | -80.39
29152 | STANDARD | SHAW A F B | SC | PRIMARY | 33.97 | -80.45
29153 | STANDARD | SUMTER | SC | PRIMARY | 33.94 | -80.39
29154 | STANDARD | SUMTER | SC | PRIMARY | 33.94 | -80.39
29685 | STANDARD | SUNSET | SC | PRIMARY | 34.99 | -82.84
29160 | STANDARD | SWANSEA | SC | PRIMARY | 33.73 | -81.1
29686 | STANDARD | TAMASSEE | SC | PRIMARY | 34.89 | -82.98
29594 | PO BOX | TATUM | SC | PRIMARY | 34.64 | -79.58
29687 | STANDARD | TAYLORS | SC | PRIMARY | 34.91 | -82.31
29688 | PO BOX | TIGERVILLE | SC | PRIMARY | 35.07 | -82.37
29161 | STANDARD | TIMMONSVILLE | SC | PRIMARY | 34.13 | -79.94
29689 | STANDARD | TOWNVILLE | SC | PRIMARY | 34.56 | -82.89
29690 | STANDARD | TRAVELERS REST | SC | PRIMARY | 34.96 | -82.43
29162 | STANDARD | TURBEVILLE | SC | PRIMARY | 33.89 | -80.01
29378 | PO BOX | UNA | SC | PRIMARY | 34.99 | -81.92
29379 | STANDARD | UNION | SC | PRIMARY | 34.72 | -81.62
29163 | STANDARD | VANCE | SC | PRIMARY | 33.43 | -80.42
29487 | STANDARD | WADMALAW ISLAND | SC | PRIMARY | 32.68 | -80.16
29164 | STANDARD | WAGENER | SC | PRIMARY | 33.65 | -81.36
29691 | STANDARD | WALHALLA | SC | PRIMARY | 34.77 | -83.06
29596 | STANDARD | WALLACE | SC | PRIMARY | 34.72 | -79.84
29433 | PO BOX | CANADYS | SC | PRIMARY | 33.05 | -80.62
29488 | STANDARD | WALTERBORO | SC | PRIMARY | 32.9 | -80.67
29166 | STANDARD | WARD | SC | PRIMARY | 33.85 | -81.73
29692 | STANDARD | WARE SHOALS | SC | PRIMARY | 34.39 | -82.24
29384 | STANDARD | WATERLOO | SC | PRIMARY | 34.35 | -82.05
29168 | STANDARD | WEDGEFIELD | SC | PRIMARY | 33.89 | -80.54
29385 | STANDARD | WELLFORD | SC | PRIMARY | 34.95 | -82.09
29693 | STANDARD | WESTMINSTER | SC | PRIMARY | 34.66 | -83.09
29696 | STANDARD | WEST UNION | SC | PRIMARY | 34.76 | -83.04
29175 | STANDARD | WESTVILLE | SC | PRIMARY | 34.45 | -80.58
29177 | PO BOX | WHITE ROCK | SC | PRIMARY | 34.14 | -81.06
29386 | PO BOX | WHITE STONE | SC | PRIMARY | 34.95 | -81.85
29178 | STANDARD | WHITMIRE | SC | PRIMARY | 34.5 | -81.61
29493 | PO BOX | WILLIAMS | SC | PRIMARY | 33.03 | -80.84
29697 | STANDARD | WILLIAMSTON | SC | PRIMARY | 34.61 | -82.47
29180 | STANDARD | WINNSBORO | SC | PRIMARY | 34.37 | -81.08
29388 | STANDARD | WOODRUFF | SC | PRIMARY | 34.74 | -82.03
30101 | STANDARD | ACWORTH | GA | PRIMARY | 34.05 | -84.67
30102 | STANDARD | ACWORTH | GA | PRIMARY | 34.05 | -84.67
30103 | STANDARD | ADAIRSVILLE | GA | PRIMARY | 34.36 | -84.91
30004 | STANDARD | ALPHARETTA | GA | PRIMARY | 34.06 | -84.27
30005 | STANDARD | ALPHARETTA | GA | PRIMARY | 34.06 | -84.27
30009 | STANDARD | ALPHARETTA | GA | PRIMARY | 34.06 | -84.27
30022 | STANDARD | ALPHARETTA | GA | PRIMARY | 34.06 | -84.27
30023 | PO BOX | ALPHARETTA | GA | PRIMARY | 34.06 | -84.27
30510 | STANDARD | ALTO | GA | PRIMARY | 34.47 | -83.57
30104 | STANDARD | ARAGON | GA | PRIMARY | 34.04 | -85.05
30105 | STANDARD | ARMUCHEE | GA | PRIMARY | 34.47 | -85.21
30619 | STANDARD | ARNOLDSVILLE | GA | PRIMARY | 33.91 | -83.21
30601 | STANDARD | ATHENS | GA | PRIMARY | 33.95 | -83.39
30602 | UNIQUE | ATHENS | GA | PRIMARY | 33.95 | -83.39
30603 | PO BOX | ATHENS | GA | PRIMARY | 33.95 | -83.39
30604 | PO BOX | ATHENS | GA | PRIMARY | 33.95 | -83.39
30605 | STANDARD | ATHENS | GA | PRIMARY | 33.95 | -83.39
30606 | STANDARD | ATHENS | GA | PRIMARY | 33.95 | -83.39
30607 | STANDARD | ATHENS | GA | PRIMARY | 33.95 | -83.39
30608 | PO BOX | ATHENS | GA | PRIMARY | 33.95 | -83.39
30609 | UNIQUE | ATHENS | GA | PRIMARY | 33.95 | -83.39
30612 | PO BOX | ATHENS | GA | PRIMARY | 33.95 | -83.39
30301 | PO BOX | ATLANTA | GA | PRIMARY | 33.85 | -84.39
30302 | PO BOX | ATLANTA | GA | PRIMARY | 33.75 | -84.38
30303 | STANDARD | ATLANTA | GA | PRIMARY | 33.75 | -84.39
30304 | STANDARD | ATLANTA | GA | PRIMARY | 33.64 | -84.39
30305 | STANDARD | ATLANTA | GA | PRIMARY | 33.83 | -84.38
30306 | STANDARD | ATLANTA | GA | PRIMARY | 33.78 | -84.34
30307 | STANDARD | ATLANTA | GA | PRIMARY | 33.76 | -84.33
30308 | STANDARD | ATLANTA | GA | PRIMARY | 33.77 | -84.37
30309 | STANDARD | ATLANTA | GA | PRIMARY | 33.78 | -84.38
30310 | STANDARD | ATLANTA | GA | PRIMARY | 33.72 | -84.42
30311 | STANDARD | ATLANTA | GA | PRIMARY | 33.76 | -84.42
30312 | STANDARD | ATLANTA | GA | PRIMARY | 33.74 | -84.37
30313 | STANDARD | ATLANTA | GA | PRIMARY | 33.76 | -84.39
30314 | STANDARD | ATLANTA | GA | PRIMARY | 33.75 | -84.42
30315 | STANDARD | ATLANTA | GA | PRIMARY | 33.7 | -84.38
30316 | STANDARD | ATLANTA | GA | PRIMARY | 33.72 | -84.32
30317 | STANDARD | ATLANTA | GA | PRIMARY | 33.74 | -84.31
30318 | STANDARD | ATLANTA | GA | PRIMARY | 33.78 | -84.44
30319 | STANDARD | ATLANTA | GA | PRIMARY | 33.87 | -84.33
30320 | PO BOX | ATLANTA | GA | PRIMARY | 33.63 | -84.43
30321 | PO BOX | ATLANTA | GA | PRIMARY | 33.75 | -84.38
30322 | UNIQUE | ATLANTA | GA | PRIMARY | 33.79 | -84.32
30324 | STANDARD | ATLANTA | GA | PRIMARY | 33.81 | -84.36
30325 | PO BOX | ATLANTA | GA | PRIMARY | 33.79 | -84.44
30326 | STANDARD | ATLANTA | GA | PRIMARY | 33.84 | -84.35
30327 | STANDARD | ATLANTA | GA | PRIMARY | 33.86 | -84.42
30328 | STANDARD | ATLANTA | GA | PRIMARY | 33.93 | -84.38
30329 | STANDARD | ATLANTA | GA | PRIMARY | 33.82 | -84.32
30330 | UNIQUE | ATLANTA | GA | PRIMARY | 33.7 | -84.43
30331 | STANDARD | ATLANTA | GA | PRIMARY | 33.71 | -84.53
30332 | UNIQUE | ATLANTA | GA | PRIMARY | 33.76 | -84.42
30333 | PO BOX | ATLANTA | GA | PRIMARY | 33.79 | -84.32
30334 | STANDARD | ATLANTA | GA | PRIMARY | 33.73 | -84.4
30336 | STANDARD | ATLANTA | GA | PRIMARY | 33.74 | -84.54
30337 | STANDARD | ATLANTA | GA | PRIMARY | 33.64 | -84.46
30338 | STANDARD | ATLANTA | GA | PRIMARY | 33.94 | -84.31
30339 | STANDARD | ATLANTA | GA | PRIMARY | 33.86 | -84.47
30340 | STANDARD | ATLANTA | GA | PRIMARY | 33.89 | -84.25
30341 | STANDARD | ATLANTA | GA | PRIMARY | 33.9 | -84.3
30342 | STANDARD | ATLANTA | GA | PRIMARY | 33.88 | -84.37
30343 | PO BOX | ATLANTA | GA | PRIMARY | 33.75 | -84.38
30344 | STANDARD | ATLANTA | GA | PRIMARY | 33.66 | -84.45
30345 | STANDARD | ATLANTA | GA | PRIMARY | 33.85 | -84.28
30346 | STANDARD | ATLANTA | GA | PRIMARY | 33.92 | -84.34
30348 | PO BOX | ATLANTA | GA | PRIMARY | 33.83 | -84.38
30349 | STANDARD | ATLANTA | GA | PRIMARY | 33.61 | -84.49
30350 | STANDARD | ATLANTA | GA | PRIMARY | 33.97 | -84.32
30353 | PO BOX | ATLANTA | GA | PRIMARY | 33.75 | -84.38
30354 | STANDARD | ATLANTA | GA | PRIMARY | 33.76 | -84.42
30355 | PO BOX | ATLANTA | GA | PRIMARY | 33.83 | -84.36
30356 | PO BOX | ATLANTA | GA | PRIMARY | 33.94 | -84.33
30357 | PO BOX | ATLANTA | GA | PRIMARY | 33.79 | -84.38
30358 | PO BOX | ATLANTA | GA | PRIMARY | 33.76 | -84.42
30359 | PO BOX | ATLANTA | GA | PRIMARY | 33.82 | -84.32
30360 | STANDARD | ATLANTA | GA | PRIMARY | 33.76 | -84.42
30361 | STANDARD | ATLANTA | GA | PRIMARY | 33.78 | -84.38
30362 | PO BOX | ATLANTA | GA | PRIMARY | 33.76 | -84.42
30363 | STANDARD | ATLANTA | GA | PRIMARY | 33.84 | -84.38
30364 | PO BOX | ATLANTA | GA | PRIMARY | 33.67 | -84.46
30366 | PO BOX | ATLANTA | GA | PRIMARY | 33.88 | -84.29
30368 | UNIQUE | ATLANTA | GA | PRIMARY | 33.76 | -84.42
30369 | STANDARD | ATLANTA | GA | PRIMARY | 33.8 | -84.47
30370 | PO BOX | ATLANTA | GA | PRIMARY | 33.75 | -84.38
30371 | PO BOX | ATLANTA | GA | PRIMARY | 33.76 | -84.42
30374 | PO BOX | ATLANTA | GA | PRIMARY | 33.57 | -84.39
30375 | UNIQUE | ATLANTA | GA | PRIMARY | 33.77 | -84.38
30377 | PO BOX | ATLANTA | GA | PRIMARY | 33.76 | -84.42
30378 | PO BOX | ATLANTA | GA | PRIMARY | 33.76 | -84.42
30380 | UNIQUE | ATLANTA | GA | PRIMARY | 33.64 | -84.39
30384 | UNIQUE | ATLANTA | GA | PRIMARY | 33.89 | -84.45
30385 | UNIQUE | ATLANTA | GA | PRIMARY | 33.76 | -84.42
30388 | UNIQUE | ATLANTA | GA | PRIMARY | 33.76 | -84.42
30392 | PO BOX | ATLANTA | GA | PRIMARY | 33.75 | -84.38
30394 | PO BOX | ATLANTA | GA | PRIMARY | 33.75 | -84.38
30396 | UNIQUE | ATLANTA | GA | PRIMARY | 33.64 | -84.39
30398 | UNIQUE | ATLANTA | GA | PRIMARY | 33.64 | -84.39
31106 | PO BOX | ATLANTA | GA | PRIMARY | 33.76 | -84.42
31107 | PO BOX | ATLANTA | GA | PRIMARY | 33.76 | -84.42
31119 | PO BOX | ATLANTA | GA | PRIMARY | 33.76 | -84.42
31126 | PO BOX | ATLANTA | GA | PRIMARY | 33.76 | -84.42
31131 | PO BOX | ATLANTA | GA | PRIMARY | 33.76 | -84.42
31136 | UNIQUE | ATLANTA | GA | PRIMARY | 33.72 | -84.58
31139 | PO BOX | ATLANTA | GA | PRIMARY | 33.76 | -84.42
31141 | PO BOX | ATLANTA | GA | PRIMARY | 33.76 | -84.42
31145 | PO BOX | ATLANTA | GA | PRIMARY | 33.76 | -84.42
31146 | PO BOX | ATLANTA | GA | PRIMARY | 33.76 | -84.42
31150 | PO BOX | ATLANTA | GA | PRIMARY | 33.76 | -84.42
31156 | PO BOX | ATLANTA | GA | PRIMARY | 33.76 | -84.42
31192 | UNIQUE | ATLANTA | GA | PRIMARY | 33.76 | -84.42
31193 | UNIQUE | ATLANTA | GA | PRIMARY | 33.76 | -84.42
31195 | UNIQUE | ATLANTA | GA | PRIMARY | 33.76 | -84.42
31196 | UNIQUE | ATLANTA | GA | PRIMARY | 33.76 | -84.42
39901 | UNIQUE | ATLANTA | GA | PRIMARY | 33.76 | -84.42
30011 | STANDARD | AUBURN | GA | PRIMARY | 34.01 | -83.83
30106 | STANDARD | AUSTELL | GA | PRIMARY | 33.82 | -84.64
30168 | STANDARD | AUSTELL | GA | PRIMARY | 33.82 | -84.64
30002 | STANDARD | AVONDALE ESTATES | GA | PRIMARY | 33.76 | -84.26
30511 | STANDARD | BALDWIN | GA | PRIMARY | 34.48 | -83.53
30107 | STANDARD | BALL GROUND | GA | PRIMARY | 34.33 | -84.37
30204 | STANDARD | BARNESVILLE | GA | PRIMARY | 33.05 | -84.15
30620 | STANDARD | BETHLEHEM | GA | PRIMARY | 33.93 | -83.7
30621 | STANDARD | BISHOP | GA | PRIMARY | 33.81 | -83.43
30512 | STANDARD | BLAIRSVILLE | GA | PRIMARY | 34.87 | -83.95
30514 | PO BOX | BLAIRSVILLE | GA | PRIMARY | 34.87 | -83.95
30513 | STANDARD | BLUE RIDGE | GA | PRIMARY | 34.86 | -84.32
30622 | STANDARD | BOGART | GA | PRIMARY | 33.94 | -83.53
30623 | PO BOX | BOSTWICK | GA | PRIMARY | 33.73 | -83.51
30108 | STANDARD | BOWDON | GA | PRIMARY | 33.53 | -85.25
30109 | PO BOX | BOWDON JUNCTION | GA | PRIMARY | 33.65 | -85.13
30516 | STANDARD | BOWERSVILLE | GA | PRIMARY | 34.37 | -83.08
30624 | STANDARD | BOWMAN | GA | PRIMARY | 34.2 | -83.02
30517 | STANDARD | BRASELTON | GA | PRIMARY | 34.1 | -83.78
30110 | STANDARD | BREMEN | GA | PRIMARY | 33.7 | -85.15
30205 | STANDARD | BROOKS | GA | PRIMARY | 33.29 | -84.45
30113 | STANDARD | BUCHANAN | GA | PRIMARY | 33.8 | -85.18
30625 | STANDARD | BUCKHEAD | GA | PRIMARY | 33.56 | -83.36
30515 | PO BOX | BUFORD | GA | PRIMARY | 34.11 | -83.99
30518 | STANDARD | BUFORD | GA | PRIMARY | 34.11 | -83.99
30519 | STANDARD | BUFORD | GA | PRIMARY | 34.11 | -83.99
30520 | STANDARD | CANON | GA | PRIMARY | 34.34 | -83.11
30114 | STANDARD | CANTON | GA | PRIMARY | 34.24 | -84.49
30115 | STANDARD | CANTON | GA | PRIMARY | 34.24 | -84.49
30169 | PO BOX | CANTON | GA | PRIMARY | 34.14 | -84.3
30627 | STANDARD | CARLTON | GA | PRIMARY | 34.04 | -83.03
30521 | STANDARD | CARNESVILLE | GA | PRIMARY | 34.36 | -83.23
30112 | PO BOX | CARROLLTON | GA | PRIMARY | 33.58 | -85.08
30116 | STANDARD | CARROLLTON | GA | PRIMARY | 33.58 | -85.07
30117 | STANDARD | CARROLLTON | GA | PRIMARY | 33.58 | -85.07
30118 | UNIQUE | CARROLLTON | GA | PRIMARY | 33.58 | -85.07
30119 | UNIQUE | CARROLLTON | GA | PRIMARY | 33.58 | -85.07
30120 | STANDARD | CARTERSVILLE | GA | PRIMARY | 34.16 | -84.8
30121 | STANDARD | CARTERSVILLE | GA | PRIMARY | 34.16 | -84.8
30123 | PO BOX | CASSVILLE | GA | PRIMARY | 34.23 | -84.84
30124 | STANDARD | CAVE SPRING | GA | PRIMARY | 34.1 | -85.33
30125 | STANDARD | CEDARTOWN | GA | PRIMARY | 34.01 | -85.25
30522 | STANDARD | CHERRY LOG | GA | PRIMARY | 34.78 | -84.45
30111 | PO BOX | CLARKDALE | GA | PRIMARY | 33.82 | -84.65
30523 | STANDARD | CLARKESVILLE | GA | PRIMARY | 34.6 | -83.52
30021 | STANDARD | CLARKSTON | GA | PRIMARY | 33.81 | -84.24
30525 | STANDARD | CLAYTON | GA | PRIMARY | 34.87 | -83.4
30527 | STANDARD | CLERMONT | GA | PRIMARY | 34.47 | -83.77
30528 | STANDARD | CLEVELAND | GA | PRIMARY | 34.59 | -83.76
30628 | STANDARD | COLBERT | GA | PRIMARY | 34.03 | -83.21
30629 | STANDARD | COMER | GA | PRIMARY | 34.06 | -83.12
30529 | STANDARD | COMMERCE | GA | PRIMARY | 34.2 | -83.46
30530 | STANDARD | COMMERCE | GA | PRIMARY | 34.2 | -83.46
30599 | UNIQUE | COMMERCE | GA | PRIMARY | 34.2 | -83.46
30206 | STANDARD | CONCORD | GA | PRIMARY | 33.09 | -84.43
30288 | STANDARD | CONLEY | GA | PRIMARY | 33.63 | -84.33
30012 | STANDARD | CONYERS | GA | PRIMARY | 33.66 | -84.01
30013 | STANDARD | CONYERS | GA | PRIMARY | 33.66 | -84.01
30094 | STANDARD | CONYERS | GA | PRIMARY | 33.66 | -84.01
30129 | PO BOX | COOSA | GA | PRIMARY | 34.22 | -85.39
30531 | STANDARD | CORNELIA | GA | PRIMARY | 34.51 | -83.52
30014 | STANDARD | COVINGTON | GA | PRIMARY | 33.6 | -83.85
30015 | PO BOX | COVINGTON | GA | PRIMARY | 33.6 | -83.85
30016 | STANDARD | COVINGTON | GA | PRIMARY | 33.6 | -83.85
30630 | STANDARD | CRAWFORD | GA | PRIMARY | 33.88 | -83.15
30631 | STANDARD | CRAWFORDVILLE | GA | PRIMARY | 33.55 | -82.89
30028 | STANDARD | CUMMING | GA | PRIMARY | 34.2 | -84.13
30040 | STANDARD | CUMMING | GA | PRIMARY | 34.2 | -84.13
30041 | STANDARD | CUMMING | GA | PRIMARY | 34.2 | -84.13
30019 | STANDARD | DACULA | GA | PRIMARY | 33.98 | -83.88
30533 | STANDARD | DAHLONEGA | GA | PRIMARY | 34.53 | -83.98
30597 | UNIQUE | DAHLONEGA | GA | PRIMARY | 34.53 | -83.98
30132 | STANDARD | DALLAS | GA | PRIMARY | 33.91 | -84.83
30157 | STANDARD | DALLAS | GA | PRIMARY | 33.91 | -84.83
30633 | STANDARD | DANIELSVILLE | GA | PRIMARY | 34.12 | -83.22
30534 | STANDARD | DAWSONVILLE | GA | PRIMARY | 34.42 | -84.11
30030 | STANDARD | DECATUR | GA | PRIMARY | 33.77 | -84.29
30031 | PO BOX | DECATUR | GA | PRIMARY | 33.77 | -84.29
30032 | STANDARD | DECATUR | GA | PRIMARY | 33.77 | -84.29
30033 | STANDARD | DECATUR | GA | PRIMARY | 33.77 | -84.29
30034 | STANDARD | DECATUR | GA | PRIMARY | 33.77 | -84.29
30035 | STANDARD | DECATUR | GA | PRIMARY | 33.77 | -84.29
30036 | PO BOX | DECATUR | GA | PRIMARY | 33.77 | -84.29
30037 | PO BOX | DECATUR | GA | PRIMARY | 33.77 | -84.29
30535 | STANDARD | DEMOREST | GA | PRIMARY | 34.56 | -83.54
30544 | PO BOX | HABERSHAM | GA | PRIMARY | 34.56 | -83.54
30634 | STANDARD | DEWY ROSE | GA | PRIMARY | 34.16 | -82.95
30537 | STANDARD | DILLARD | GA | PRIMARY | 34.97 | -83.38
30133 | PO BOX | DOUGLASVILLE | GA | PRIMARY | 33.74 | -84.74
30134 | STANDARD | DOUGLASVILLE | GA | PRIMARY | 33.74 | -84.74
30135 | STANDARD | DOUGLASVILLE | GA | PRIMARY | 33.74 | -84.74
30154 | PO BOX | DOUGLASVILLE | GA | PRIMARY | 33.74 | -84.74
30026 | PO BOX | NORTH METRO | GA | PRIMARY | 34 | -84.15
30029 | PO BOX | NORTH METRO | GA | PRIMARY | 34 | -84.15
30095 | PO BOX | DULUTH | GA | PRIMARY | 34 | -84.15
30096 | STANDARD | DULUTH | GA | PRIMARY | 34 | -84.15
30097 | STANDARD | DULUTH | GA | PRIMARY | 34 | -84.15
30098 | UNIQUE | DULUTH | GA | PRIMARY | 34 | -84.15
30099 | UNIQUE | DULUTH | GA | PRIMARY | 34 | -84.15
30538 | STANDARD | EASTANOLLEE | GA | PRIMARY | 34.49 | -83.25
30539 | STANDARD | EAST ELLIJAY | GA | PRIMARY | 34.68 | -84.47
30635 | STANDARD | ELBERTON | GA | PRIMARY | 34.1 | -82.86
30294 | STANDARD | ELLENWOOD | GA | PRIMARY | 33.63 | -84.26
30536 | STANDARD | ELLIJAY | GA | PRIMARY | 34.66 | -84.33
30540 | STANDARD | ELLIJAY | GA | PRIMARY | 34.69 | -84.48
30137 | STANDARD | EMERSON | GA | PRIMARY | 34.13 | -84.73
30541 | STANDARD | EPWORTH | GA | PRIMARY | 34.92 | -84.51
30138 | PO BOX | ESOM HILL | GA | PRIMARY | 33.93 | -85.37
30212 | PO BOX | EXPERIMENT | GA | PRIMARY | 33.27 | -84.27
30213 | STANDARD | FAIRBURN | GA | PRIMARY | 33.56 | -84.58
30139 | STANDARD | FAIRMOUNT | GA | PRIMARY | 34.44 | -84.7
30638 | PO BOX | FARMINGTON | GA | PRIMARY | 33.81 | -83.4
30214 | STANDARD | FAYETTEVILLE | GA | PRIMARY | 33.44 | -84.46
30215 | STANDARD | FAYETTEVILLE | GA | PRIMARY | 33.44 | -84.46
30269 | STANDARD | PEACHTREE CITY | GA | PRIMARY | 33.39 | -84.56
30270 | UNIQUE | PEACHTREE CITY | GA | PRIMARY | 33.4 | -84.6
31169 | UNIQUE | PEACHTREE CITY | GA | PRIMARY | 33.38 | -84.79
30140 | PO BOX | FELTON | GA | PRIMARY | 33.88 | -85.21
30216 | STANDARD | FLOVILLA | GA | PRIMARY | 33.25 | -83.89
30542 | STANDARD | FLOWERY BRANCH | GA | PRIMARY | 34.18 | -83.92
30297 | STANDARD | FOREST PARK | GA | PRIMARY | 33.61 | -84.35
30298 | PO BOX | FOREST PARK | GA | PRIMARY | 33.61 | -84.35
30217 | STANDARD | FRANKLIN | GA | PRIMARY | 33.28 | -85.09
30219 | PO BOX | GLENN | GA | PRIMARY | 33.28 | -85.12
30639 | PO BOX | FRANKLIN SPRINGS | GA | PRIMARY | 34.28 | -83.14
30501 | STANDARD | GAINESVILLE | GA | PRIMARY | 34.29 | -83.83
30503 | PO BOX | GAINESVILLE | GA | PRIMARY | 34.29 | -83.83
30504 | STANDARD | GAINESVILLE | GA | PRIMARY | 34.29 | -83.83
30506 | STANDARD | GAINESVILLE | GA | PRIMARY | 34.29 | -83.83
30507 | STANDARD | GAINESVILLE | GA | PRIMARY | 34.29 | -83.83
30218 | STANDARD | GAY | GA | PRIMARY | 33.09 | -84.57
30543 | STANDARD | GILLSVILLE | GA | PRIMARY | 34.31 | -83.63
30641 | STANDARD | GOOD HOPE | GA | PRIMARY | 33.78 | -83.6
30220 | STANDARD | GRANTVILLE | GA | PRIMARY | 33.23 | -84.82
30017 | STANDARD | GRAYSON | GA | PRIMARY | 33.89 | -83.95
30642 | STANDARD | GREENSBORO | GA | PRIMARY | 33.57 | -83.18
30222 | STANDARD | GREENVILLE | GA | PRIMARY | 33.02 | -84.71
30223 | STANDARD | GRIFFIN | GA | PRIMARY | 33.24 | -84.27
30224 | STANDARD | GRIFFIN | GA | PRIMARY | 33.24 | -84.27
30228 | STANDARD | HAMPTON | GA | PRIMARY | 33.38 | -84.28
30229 | PO BOX | HARALSON | GA | PRIMARY | 33.22 | -84.57
30643 | STANDARD | HARTWELL | GA | PRIMARY | 34.35 | -82.93
30545 | STANDARD | HELEN | GA | PRIMARY | 34.7 | -83.72
30546 | STANDARD | HIAWASSEE | GA | PRIMARY | 34.94 | -83.75
30645 | PO BOX | HIGH SHOALS | GA | PRIMARY | 33.81 | -83.5
30141 | STANDARD | HIRAM | GA | PRIMARY | 33.86 | -84.77
30230 | STANDARD | HOGANSVILLE | GA | PRIMARY | 33.16 | -84.9
30142 | PO BOX | HOLLY SPRINGS | GA | PRIMARY | 34.17 | -84.49
30547 | STANDARD | HOMER | GA | PRIMARY | 34.33 | -83.49
30548 | STANDARD | HOSCHTON | GA | PRIMARY | 34.09 | -83.76
30646 | STANDARD | HULL | GA | PRIMARY | 34.01 | -83.29
30647 | PO BOX | ILA | GA | PRIMARY | 34.17 | -83.29
30233 | STANDARD | JACKSON | GA | PRIMARY | 33.29 | -83.96
30143 | STANDARD | JASPER | GA | PRIMARY | 34.46 | -84.42
30549 | STANDARD | JEFFERSON | GA | PRIMARY | 34.13 | -83.59
30234 | STANDARD | JENKINSBURG | GA | PRIMARY | 33.32 | -84.03
30018 | PO BOX | JERSEY | GA | PRIMARY | 33.71 | -83.8
30236 | STANDARD | JONESBORO | GA | PRIMARY | 33.52 | -84.35
30237 | PO BOX | JONESBORO | GA | PRIMARY | 33.52 | -84.35
30238 | STANDARD | JONESBORO | GA | PRIMARY | 33.52 | -84.35
30144 | STANDARD | KENNESAW | GA | PRIMARY | 34.02 | -84.61
30152 | STANDARD | KENNESAW | GA | PRIMARY | 34.02 | -84.61
30156 | PO BOX | KENNESAW | GA | PRIMARY | 33.99 | -84.65
30160 | PO BOX | KENNESAW | GA | PRIMARY | 33.99 | -84.65
31144 | UNIQUE | KENNESAW | GA | PRIMARY | 34.02 | -84.61
30145 | STANDARD | KINGSTON | GA | PRIMARY | 34.23 | -84.94
30240 | STANDARD | LAGRANGE | GA | PRIMARY | 33.03 | -84.98
30241 | STANDARD | LAGRANGE | GA | PRIMARY | 33.03 | -84.98
30261 | PO BOX | LAGRANGE | GA | PRIMARY | 33.03 | -84.98
30552 | STANDARD | LAKEMONT | GA | PRIMARY | 34.78 | -83.41
30553 | STANDARD | LAVONIA | GA | PRIMARY | 34.43 | -83.1
30042 | PO BOX | LAWRENCEVILLE | GA | PRIMARY | 33.94 | -83.99
30043 | STANDARD | LAWRENCEVILLE | GA | PRIMARY | 33.94 | -83.99
30044 | STANDARD | LAWRENCEVILLE | GA | PRIMARY | 33.94 | -83.99
30045 | STANDARD | LAWRENCEVILLE | GA | PRIMARY | 33.94 | -83.99
30046 | STANDARD | LAWRENCEVILLE | GA | PRIMARY | 33.94 | -83.99
30049 | PO BOX | LAWRENCEVILLE | GA | PRIMARY | 33.64 | -84.26
30146 | PO BOX | LEBANON | GA | PRIMARY | 34.21 | -84.44
30648 | STANDARD | LEXINGTON | GA | PRIMARY | 33.87 | -83.11
30047 | STANDARD | LILBURN | GA | PRIMARY | 33.88 | -84.13
30048 | PO BOX | LILBURN | GA | PRIMARY | 33.88 | -84.13
30147 | STANDARD | LINDALE | GA | PRIMARY | 34.18 | -85.18
30122 | STANDARD | LITHIA SPRINGS | GA | PRIMARY | 33.77 | -84.64
30038 | STANDARD | LITHONIA | GA | PRIMARY | 33.71 | -84.1
30058 | STANDARD | LITHONIA | GA | PRIMARY | 33.71 | -84.1
30248 | STANDARD | LOCUST GROVE | GA | PRIMARY | 33.34 | -84.1
30052 | STANDARD | LOGANVILLE | GA | PRIMARY | 33.83 | -83.89
30250 | PO BOX | LOVEJOY | GA | PRIMARY | 33.43 | -84.31
30554 | STANDARD | LULA | GA | PRIMARY | 34.39 | -83.66
30251 | STANDARD | LUTHERSVILLE | GA | PRIMARY | 33.2 | -84.74
30555 | STANDARD | MC CAYSVILLE | GA | PRIMARY | 34.98 | -84.37
30252 | STANDARD | MCDONOUGH | GA | PRIMARY | 33.45 | -84.14
30253 | STANDARD | MCDONOUGH | GA | PRIMARY | 33.45 | -84.14
30126 | STANDARD | MABLETON | GA | PRIMARY | 33.81 | -84.56
30650 | STANDARD | MADISON | GA | PRIMARY | 33.57 | -83.47
30055 | STANDARD | MANSFIELD | GA | PRIMARY | 33.51 | -83.73
30148 | STANDARD | MARBLE HILL | GA | PRIMARY | 34.42 | -84.34
30006 | PO BOX | MARIETTA | GA | PRIMARY | 33.95 | -84.54
30007 | PO BOX | MARIETTA | GA | PRIMARY | 33.95 | -84.54
30008 | STANDARD | MARIETTA | GA | PRIMARY | 33.95 | -84.54
30060 | STANDARD | MARIETTA | GA | PRIMARY | 33.95 | -84.54
30061 | PO BOX | MARIETTA | GA | PRIMARY | 33.95 | -84.54
30062 | STANDARD | MARIETTA | GA | PRIMARY | 33.95 | -84.54
30063 | UNIQUE | MARIETTA | GA | PRIMARY | 33.95 | -84.54
30064 | STANDARD | MARIETTA | GA | PRIMARY | 33.95 | -84.54
30065 | PO BOX | MARIETTA | GA | PRIMARY | 33.95 | -84.54
30066 | STANDARD | MARIETTA | GA | PRIMARY | 33.95 | -84.54
30067 | STANDARD | MARIETTA | GA | PRIMARY | 33.95 | -84.54
30068 | STANDARD | MARIETTA | GA | PRIMARY | 33.95 | -84.54
30069 | UNIQUE | MARIETTA | GA | PRIMARY | 33.95 | -84.54
30090 | STANDARD | MARIETTA | GA | PRIMARY | 33.95 | -84.54
30557 | STANDARD | MARTIN | GA | PRIMARY | 34.48 | -83.18
30558 | STANDARD | MAYSVILLE | GA | PRIMARY | 34.25 | -83.55
30256 | STANDARD | MEANSVILLE | GA | PRIMARY | 33.04 | -84.3
30257 | STANDARD | MILNER | GA | PRIMARY | 33.11 | -84.19
30559 | STANDARD | MINERAL BLUFF | GA | PRIMARY | 34.91 | -84.27
30258 | STANDARD | MOLENA | GA | PRIMARY | 33.01 | -84.5
30655 | STANDARD | MONROE | GA | PRIMARY | 33.79 | -83.71
30656 | STANDARD | MONROE | GA | PRIMARY | 33.79 | -83.71
30259 | STANDARD | MORELAND | GA | PRIMARY | 33.28 | -84.77
30560 | STANDARD | MORGANTON | GA | PRIMARY | 34.87 | -84.24
30260 | STANDARD | MORROW | GA | PRIMARY | 33.57 | -84.34
30287 | PO BOX | MORROW | GA | PRIMARY | 33.57 | -84.34
30562 | PO BOX | MOUNTAIN CITY | GA | PRIMARY | 34.91 | -83.38
30563 | STANDARD | MOUNT AIRY | GA | PRIMARY | 34.51 | -83.5
30150 | PO BOX | MOUNT ZION | GA | PRIMARY | 33.63 | -85.18
30564 | STANDARD | MURRAYVILLE | GA | PRIMARY | 34.44 | -83.89
30151 | PO BOX | NELSON | GA | PRIMARY | 34.38 | -84.37
30056 | STANDARD | NEWBORN | GA | PRIMARY | 33.51 | -83.69
30263 | STANDARD | NEWNAN | GA | PRIMARY | 33.37 | -84.78
30264 | PO BOX | NEWNAN | GA | PRIMARY | 33.37 | -84.78
30265 | STANDARD | NEWNAN | GA | PRIMARY | 33.37 | -84.78
30271 | PO BOX | NEWNAN | GA | PRIMARY | 33.37 | -84.78
30565 | STANDARD | NICHOLSON | GA | PRIMARY | 34.11 | -83.43
30003 | PO BOX | NORCROSS | GA | PRIMARY | 33.94 | -84.2
30010 | PO BOX | NORCROSS | GA | PRIMARY | 33.94 | -84.2
30071 | STANDARD | NORCROSS | GA | PRIMARY | 33.94 | -84.2
30091 | PO BOX | NORCROSS | GA | PRIMARY | 33.94 | -84.2
30092 | STANDARD | NORCROSS | GA | PRIMARY | 33.94 | -84.2
30093 | STANDARD | NORCROSS | GA | PRIMARY | 33.94 | -84.2
30502 | PO BOX | CHESTNUT MOUNTAIN | GA | PRIMARY | 34.19 | -83.85
30566 | STANDARD | OAKWOOD | GA | PRIMARY | 34.23 | -83.88
30266 | PO BOX | ORCHARD HILL | GA | PRIMARY | 33.18 | -84.21
30054 | STANDARD | OXFORD | GA | PRIMARY | 33.62 | -83.87
30268 | STANDARD | PALMETTO | GA | PRIMARY | 33.52 | -84.66
30567 | STANDARD | PENDERGRASS | GA | PRIMARY | 34.16 | -83.67
30072 | PO BOX | PINE LAKE | GA | PRIMARY | 33.79 | -84.2
30070 | PO BOX | PORTERDALE | GA | PRIMARY | 33.57 | -83.89
30127 | STANDARD | POWDER SPRINGS | GA | PRIMARY | 33.86 | -84.68
30568 | STANDARD | RABUN GAP | GA | PRIMARY | 34.95 | -83.39
30660 | STANDARD | RAYLE | GA | PRIMARY | 33.79 | -82.9
30074 | PO BOX | REDAN | GA | PRIMARY | 33.73 | -84.15
30272 | PO BOX | RED OAK | GA | PRIMARY | 33.62 | -84.53
30273 | STANDARD | REX | GA | PRIMARY | 33.58 | -84.27
30274 | STANDARD | RIVERDALE | GA | PRIMARY | 33.56 | -84.4
30296 | STANDARD | RIVERDALE | GA | PRIMARY | 33.56 | -84.4
30153 | STANDARD | ROCKMART | GA | PRIMARY | 34 | -85.04
30149 | PO BOX | MOUNT BERRY | GA | PRIMARY | 34.28 | -85.18
30161 | STANDARD | ROME | GA | PRIMARY | 34.26 | -85.18
30162 | PO BOX | ROME | GA | PRIMARY | 34.26 | -85.18
30163 | PO BOX | ROME | GA | PRIMARY | 34.26 | -85.18
30164 | PO BOX | ROME | GA | PRIMARY | 34.26 | -85.18
30165 | STANDARD | ROME | GA | PRIMARY | 34.26 | -85.18
30170 | STANDARD | ROOPVILLE | GA | PRIMARY | 33.45 | -85.13
30075 | STANDARD | ROSWELL | GA | PRIMARY | 34.03 | -84.35
30076 | STANDARD | ROSWELL | GA | PRIMARY | 34.03 | -84.35
30077 | PO BOX | ROSWELL | GA | PRIMARY | 34.03 | -84.35
30662 | STANDARD | ROYSTON | GA | PRIMARY | 34.28 | -83.1
30663 | STANDARD | RUTLEDGE | GA | PRIMARY | 33.62 | -83.61
30171 | STANDARD | RYDAL | GA | PRIMARY | 34.37 | -84.7
30275 | PO BOX | SARGENT | GA | PRIMARY | 33.41 | -84.91
30571 | STANDARD | SAUTEE NACOOCHEE | GA | PRIMARY | 34.74 | -83.71
30079 | STANDARD | SCOTTDALE | GA | PRIMARY | 33.79 | -84.26
30276 | STANDARD | SENOIA | GA | PRIMARY | 33.31 | -84.55
30172 | PO BOX | SHANNON | GA | PRIMARY | 34.33 | -85.08
30664 | PO BOX | SHARON | GA | PRIMARY | 33.55 | -82.79
30277 | STANDARD | SHARPSBURG | GA | PRIMARY | 33.34 | -84.64
30665 | PO BOX | SILOAM | GA | PRIMARY | 33.53 | -83.08
30173 | STANDARD | SILVER CREEK | GA | PRIMARY | 34.13 | -85.13
30080 | STANDARD | SMYRNA | GA | PRIMARY | 33.86 | -84.51
30081 | PO BOX | SMYRNA | GA | PRIMARY | 33.86 | -84.51
30082 | STANDARD | SMYRNA | GA | PRIMARY | 33.86 | -84.51
30039 | STANDARD | SNELLVILLE | GA | PRIMARY | 33.85 | -84
30078 | STANDARD | SNELLVILLE | GA | PRIMARY | 33.85 | -84
30025 | STANDARD | SOCIAL CIRCLE | GA | PRIMARY | 33.65 | -83.71
30666 | STANDARD | STATHAM | GA | PRIMARY | 33.96 | -83.59
30667 | STANDARD | STEPHENS | GA | PRIMARY | 33.77 | -83.1
30671 | PO BOX | MAXEYS | GA | PRIMARY | 33.75 | -83.17
30281 | STANDARD | STOCKBRIDGE | GA | PRIMARY | 33.54 | -84.24
30083 | STANDARD | STONE MOUNTAIN | GA | PRIMARY | 33.8 | -84.17
30086 | PO BOX | STONE MOUNTAIN | GA | PRIMARY | 33.8 | -84.17
30087 | STANDARD | STONE MOUNTAIN | GA | PRIMARY | 33.8 | -84.17
30088 | STANDARD | STONE MOUNTAIN | GA | PRIMARY | 33.8 | -84.17
30572 | STANDARD | SUCHES | GA | PRIMARY | 34.73 | -84.06
30284 | PO BOX | SUNNY SIDE | GA | PRIMARY | 33.34 | -84.29
30024 | STANDARD | SUWANEE | GA | PRIMARY | 34.05 | -84.07
30175 | STANDARD | TALKING ROCK | GA | PRIMARY | 34.5 | -84.5
30176 | STANDARD | TALLAPOOSA | GA | PRIMARY | 33.75 | -85.29
30573 | PO BOX | TALLULAH FALLS | GA | PRIMARY | 34.72 | -83.38
30575 | STANDARD | TALMO | GA | PRIMARY | 34.18 | -83.71
30177 | STANDARD | TATE | GA | PRIMARY | 34.42 | -84.29
30178 | STANDARD | TAYLORSVILLE | GA | PRIMARY | 34.08 | -84.98
30179 | STANDARD | TEMPLE | GA | PRIMARY | 33.73 | -85.03
30285 | STANDARD | THE ROCK | GA | PRIMARY | 32.96 | -84.24
30286 | STANDARD | THOMASTON | GA | PRIMARY | 32.89 | -84.32
30576 | STANDARD | TIGER | GA | PRIMARY | 34.84 | -83.43
30668 | STANDARD | TIGNALL | GA | PRIMARY | 33.86 | -82.74
30577 | STANDARD | TOCCOA | GA | PRIMARY | 34.57 | -83.32
30598 | PO BOX | TOCCOA FALLS | GA | PRIMARY | 34.57 | -83.32
30084 | STANDARD | TUCKER | GA | PRIMARY | 33.85 | -84.22
30085 | PO BOX | TUCKER | GA | PRIMARY | 33.85 | -84.22
30289 | PO BOX | TURIN | GA | PRIMARY | 33.32 | -84.63
30580 | PO BOX | TURNERVILLE | GA | PRIMARY | 34.68 | -83.42
30290 | STANDARD | TYRONE | GA | PRIMARY | 33.46 | -84.59
30291 | STANDARD | UNION CITY | GA | PRIMARY | 33.57 | -84.54
30669 | STANDARD | UNION POINT | GA | PRIMARY | 33.61 | -83.07
30180 | STANDARD | VILLA RICA | GA | PRIMARY | 33.73 | -84.92
30182 | STANDARD | WACO | GA | PRIMARY | 33.7 | -85.18
30183 | STANDARD | WALESKA | GA | PRIMARY | 34.31 | -84.55
30673 | STANDARD | WASHINGTON | GA | PRIMARY | 33.73 | -82.74
30677 | STANDARD | WATKINSVILLE | GA | PRIMARY | 33.86 | -83.4
30184 | STANDARD | WHITE | GA | PRIMARY | 34.28 | -84.74
30678 | STANDARD | WHITE PLAINS | GA | PRIMARY | 33.47 | -83.03
30185 | STANDARD | WHITESBURG | GA | PRIMARY | 33.49 | -84.91
30581 | PO BOX | WILEY | GA | PRIMARY | 34.82 | -83.45
30292 | STANDARD | WILLIAMSON | GA | PRIMARY | 33.18 | -84.36
30680 | STANDARD | WINDER | GA | PRIMARY | 33.99 | -83.72
30187 | STANDARD | WINSTON | GA | PRIMARY | 33.65 | -84.86
30683 | STANDARD | WINTERVILLE | GA | PRIMARY | 33.96 | -83.28
30293 | STANDARD | WOODBURY | GA | PRIMARY | 32.98 | -84.58
30188 | STANDARD | WOODSTOCK | GA | PRIMARY | 34.1 | -84.51
30189 | STANDARD | WOODSTOCK | GA | PRIMARY | 34.1 | -84.51
30582 | STANDARD | YOUNG HARRIS | GA | PRIMARY | 34.93 | -83.84
30295 | STANDARD | ZEBULON | GA | PRIMARY | 33.1 | -84.34
9002 | MILITARY | APO | AE | PRIMARY
9003 | MILITARY | APO | AE | PRIMARY
9004 | MILITARY | APO | AE | PRIMARY
9005 | MILITARY | APO | AE | PRIMARY
9006 | MILITARY | APO | AE | PRIMARY
9007 | MILITARY | APO | AE | PRIMARY
9008 | MILITARY | APO | AE | PRIMARY
9009 | MILITARY | APO | AE | PRIMARY
9010 | MILITARY | APO | AE | PRIMARY
9011 | MILITARY | APO | AE | PRIMARY
9012 | MILITARY | APO | AE | PRIMARY
9013 | MILITARY | APO | AE | PRIMARY
9014 | MILITARY | APO | AE | PRIMARY
9020 | MILITARY | APO | AE | PRIMARY
9021 | MILITARY | APO | AE | PRIMARY
9028 | MILITARY | APO | AE | PRIMARY
9033 | MILITARY | APO | AE | PRIMARY
9034 | MILITARY | APO | AE | PRIMARY
9038 | MILITARY | APO | AE | PRIMARY
9042 | MILITARY | APO | AE | PRIMARY
9046 | MILITARY | APO | AE | PRIMARY
9049 | MILITARY | APO | AE | PRIMARY
9051 | MILITARY | APO | AE | PRIMARY
9053 | MILITARY | APO | AE | PRIMARY
9054 | MILITARY | APO | AE | PRIMARY
9055 | MILITARY | APO | AE | PRIMARY
9058 | MILITARY | APO | AE | PRIMARY
9059 | MILITARY | APO | AE | PRIMARY
9060 | MILITARY | APO | AE | PRIMARY
9063 | MILITARY | APO | AE | PRIMARY
9067 | MILITARY | APO | AE | PRIMARY
9068 | MILITARY | APO | AE | PRIMARY
9069 | MILITARY | APO | AE | PRIMARY
9075 | MILITARY | APO | AE | PRIMARY
9079 | MILITARY | APO | AE | PRIMARY
9081 | MILITARY | APO | AE | PRIMARY
9086 | MILITARY | APO | AE | PRIMARY
9088 | MILITARY | APO | AE | PRIMARY
9090 | MILITARY | APO | AE | PRIMARY
9092 | MILITARY | APO | AE | PRIMARY
9094 | MILITARY | APO | AE | PRIMARY
9095 | MILITARY | APO | AE | PRIMARY
9096 | MILITARY | APO | AE | PRIMARY
9099 | MILITARY | APO | AE | PRIMARY
9100 | MILITARY | APO | AE | PRIMARY
9102 | MILITARY | APO | AE | PRIMARY
9103 | MILITARY | APO | AE | PRIMARY
9104 | MILITARY | APO | AE | PRIMARY
9107 | MILITARY | APO | AE | PRIMARY
9112 | MILITARY | APO | AE | PRIMARY
9114 | MILITARY | APO | AE | PRIMARY
9123 | MILITARY | APO | AE | PRIMARY
9126 | MILITARY | APO | AE | PRIMARY
9128 | MILITARY | APO | AE | PRIMARY
9131 | MILITARY | APO | AE | PRIMARY
9136 | MILITARY | APO | AE | PRIMARY
9137 | MILITARY | APO | AE | PRIMARY
9138 | MILITARY | APO | AE | PRIMARY
9139 | MILITARY | APO | AE | PRIMARY
9140 | MILITARY | APO | AE | PRIMARY
9142 | MILITARY | APO | AE | PRIMARY
9143 | MILITARY | APO | AE | PRIMARY
9154 | MILITARY | APO | AE | PRIMARY
9172 | MILITARY | APO | AE | PRIMARY
9173 | MILITARY | APO | AE | PRIMARY
9177 | MILITARY | APO | AE | PRIMARY
9180 | MILITARY | APO | AE | PRIMARY
9186 | MILITARY | APO | AE | PRIMARY
9201 | MILITARY | APO | AE | PRIMARY
9211 | MILITARY | APO | AE | PRIMARY
9213 | MILITARY | DPO | AE | PRIMARY
9214 | MILITARY | APO | AE | PRIMARY
9226 | MILITARY | APO | AE | PRIMARY
9227 | MILITARY | APO | AE | PRIMARY
9229 | MILITARY | APO | AE | PRIMARY
9237 | MILITARY | APO | AE | PRIMARY
9245 | MILITARY | APO | AE | PRIMARY
9250 | MILITARY | APO | AE | PRIMARY
9261 | MILITARY | APO | AE | PRIMARY
9263 | MILITARY | APO | AE | PRIMARY
9264 | MILITARY | APO | AE | PRIMARY
9265 | MILITARY | DPO | AE | PRIMARY
9267 | MILITARY | APO | AE | PRIMARY
9301 | MILITARY | APO | AE | PRIMARY
9302 | MILITARY | APO | AE | PRIMARY
9304 | MILITARY | APO | AE | PRIMARY
9305 | MILITARY | APO | AE | PRIMARY
9306 | MILITARY | APO | AE | PRIMARY
9307 | MILITARY | APO | AE | PRIMARY
9308 | MILITARY | APO | AE | PRIMARY
9309 | MILITARY | APO | AE | PRIMARY
9310 | MILITARY | APO | AE | PRIMARY
9311 | MILITARY | APO | AE | PRIMARY
9312 | MILITARY | APO | AE | PRIMARY
9313 | MILITARY | APO | AE | PRIMARY
9314 | MILITARY | APO | AE | PRIMARY
9315 | MILITARY | APO | AE | PRIMARY
9316 | MILITARY | APO | AE | PRIMARY
9317 | MILITARY | APO | AE | PRIMARY
9319 | MILITARY | APO | AE | PRIMARY
9320 | MILITARY | APO | AE | PRIMARY
9321 | MILITARY | APO | AE | PRIMARY
9327 | MILITARY | APO | AE | PRIMARY
9328 | MILITARY | APO | AE | PRIMARY
9330 | MILITARY | APO | AE | PRIMARY
9331 | MILITARY | APO | AE | PRIMARY
9332 | MILITARY | APO | AE | PRIMARY
9333 | MILITARY | APO | AE | PRIMARY
9334 | MILITARY | APO | AE | PRIMARY
9337 | MILITARY | APO | AE | PRIMARY
9338 | MILITARY | APO | AE | PRIMARY
9340 | MILITARY | APO | AE | PRIMARY
9342 | MILITARY | APO | AE | PRIMARY
9343 | MILITARY | APO | AE | PRIMARY
9344 | MILITARY | APO | AE | PRIMARY
9347 | MILITARY | APO | AE | PRIMARY
9348 | MILITARY | APO | AE | PRIMARY
9350 | MILITARY | APO | AE | PRIMARY
9352 | MILITARY | APO | AE | PRIMARY
9353 | MILITARY | APO | AE | PRIMARY
9354 | MILITARY | APO | AE | PRIMARY
9355 | MILITARY | APO | AE | PRIMARY
9356 | MILITARY | APO | AE | PRIMARY
9357 | MILITARY | APO | AE | PRIMARY
9359 | MILITARY | APO | AE | PRIMARY
9360 | MILITARY | APO | AE | PRIMARY
9363 | MILITARY | FPO | AE | PRIMARY
9364 | MILITARY | APO | AE | PRIMARY
9365 | MILITARY | APO | AE | PRIMARY
9366 | MILITARY | APO | AE | PRIMARY
9367 | MILITARY | APO | AE | PRIMARY
9368 | MILITARY | APO | AE | PRIMARY
9369 | MILITARY | FPO | AE | PRIMARY
9370 | MILITARY | APO | AE | PRIMARY
9372 | MILITARY | FPO | AE | PRIMARY
9373 | MILITARY | FPO | AE | PRIMARY
9374 | MILITARY | APO | AE | PRIMARY
9378 | MILITARY | APO | AE | PRIMARY
9380 | MILITARY | APO | AE | PRIMARY
9382 | MILITARY | APO | AE | PRIMARY
9383 | MILITARY | APO | AE | PRIMARY
9384 | MILITARY | APO | AE | PRIMARY
9387 | MILITARY | APO | AE | PRIMARY
9391 | MILITARY | APO | AE | PRIMARY
9393 | MILITARY | APO | AE | PRIMARY
9394 | MILITARY | FPO | AE | PRIMARY
9396 | MILITARY | APO | AE | PRIMARY
9397 | MILITARY | APO | AE | PRIMARY
9399 | MILITARY | APO | AE | PRIMARY
9403 | MILITARY | APO | AE | PRIMARY
9421 | MILITARY | APO | AE | PRIMARY
9447 | MILITARY | APO | AE | PRIMARY
9454 | MILITARY | APO | AE | PRIMARY
9459 | MILITARY | APO | AE | PRIMARY
9461 | MILITARY | APO | AE | PRIMARY
9463 | MILITARY | APO | AE | PRIMARY
9464 | MILITARY | APO | AE | PRIMARY
9468 | MILITARY | APO | AE | PRIMARY
9469 | MILITARY | APO | AE | PRIMARY
9470 | MILITARY | APO | AE | PRIMARY
9494 | MILITARY | APO | AE | PRIMARY
9496 | MILITARY | APO | AE | PRIMARY
9498 | MILITARY | DPO | AE | PRIMARY
9501 | MILITARY | FPO | AE | PRIMARY
9502 | MILITARY | FPO | AE | PRIMARY
9503 | MILITARY | FPO | AE | PRIMARY
9504 | MILITARY | FPO | AE | PRIMARY
9505 | MILITARY | FPO | AE | PRIMARY
9506 | MILITARY | FPO | AE | PRIMARY
9507 | MILITARY | FPO | AE | PRIMARY
9508 | MILITARY | FPO | AE | PRIMARY
9509 | MILITARY | FPO | AE | PRIMARY
9510 | MILITARY | FPO | AE | PRIMARY
9511 | MILITARY | FPO | AE | PRIMARY
9513 | MILITARY | FPO | AE | PRIMARY
9517 | MILITARY | FPO | AE | PRIMARY
9524 | MILITARY | FPO | AE | PRIMARY
9532 | MILITARY | FPO | AE | PRIMARY
9534 | MILITARY | FPO | AE | PRIMARY
9543 | MILITARY | FPO | AE | PRIMARY
9545 | MILITARY | FPO | AE | PRIMARY
9549 | MILITARY | FPO | AE | PRIMARY
9550 | MILITARY | FPO | AE | PRIMARY
9554 | MILITARY | FPO | AE | PRIMARY
9556 | MILITARY | FPO | AE | PRIMARY
9557 | MILITARY | FPO | AE | PRIMARY
9564 | MILITARY | FPO | AE | PRIMARY
9565 | MILITARY | FPO | AE | PRIMARY
9566 | MILITARY | FPO | AE | PRIMARY
9567 | MILITARY | FPO | AE | PRIMARY
9568 | MILITARY | FPO | AE | PRIMARY
9569 | MILITARY | FPO | AE | PRIMARY
9570 | MILITARY | FPO | AE | PRIMARY
9573 | MILITARY | FPO | AE | PRIMARY
9574 | MILITARY | FPO | AE | PRIMARY
9575 | MILITARY | FPO | AE | PRIMARY
9576 | MILITARY | FPO | AE | PRIMARY
9577 | MILITARY | FPO | AE | PRIMARY
9578 | MILITARY | FPO | AE | PRIMARY
9579 | MILITARY | FPO | AE | PRIMARY
9581 | MILITARY | FPO | AE | PRIMARY
9582 | MILITARY | FPO | AE | PRIMARY
9586 | MILITARY | FPO | AE | PRIMARY
9587 | MILITARY | FPO | AE | PRIMARY
9588 | MILITARY | FPO | AE | PRIMARY
9589 | MILITARY | FPO | AE | PRIMARY
9590 | MILITARY | FPO | AE | PRIMARY
9591 | MILITARY | FPO | AE | PRIMARY
9593 | MILITARY | FPO | AE | PRIMARY
9594 | MILITARY | FPO | AE | PRIMARY
9596 | MILITARY | FPO | AE | PRIMARY
9599 | MILITARY | FPO | AE | PRIMARY
9602 | MILITARY | APO | AE | PRIMARY
9603 | MILITARY | APO | AE | PRIMARY
9604 | MILITARY | APO | AE | PRIMARY
9605 | MILITARY | APO | AE | PRIMARY
9606 | MILITARY | APO | AE | PRIMARY
9607 | MILITARY | FPO | AE | PRIMARY
9608 | MILITARY | FPO | AE | PRIMARY
9609 | MILITARY | FPO | AE | PRIMARY
9610 | MILITARY | APO | AE | PRIMARY
9611 | MILITARY | APO | AE | PRIMARY
9613 | MILITARY | APO | AE | PRIMARY
9617 | MILITARY | APO | AE | PRIMARY
9618 | MILITARY | FPO | AE | PRIMARY
9620 | MILITARY | FPO | AE | PRIMARY
9621 | MILITARY | FPO | AE | PRIMARY
9622 | MILITARY | FPO | AE | PRIMARY
9623 | MILITARY | FPO | AE | PRIMARY
9624 | MILITARY | DPO | AE | PRIMARY
9625 | MILITARY | FPO | AE | PRIMARY
9626 | MILITARY | FPO | AE | PRIMARY
9627 | MILITARY | FPO | AE | PRIMARY
9630 | MILITARY | APO | AE | PRIMARY
9631 | MILITARY | FPO | AE | PRIMARY
9633 | MILITARY | APO | AE | PRIMARY
9636 | MILITARY | FPO | AE | PRIMARY
9642 | MILITARY | DPO | AE | PRIMARY
9643 | MILITARY | APO | AE | PRIMARY
9645 | MILITARY | FPO | AE | PRIMARY
9647 | MILITARY | APO | AE | PRIMARY
9648 | MILITARY | FPO | AE | PRIMARY
9649 | MILITARY | FPO | AE | PRIMARY
9701 | MILITARY | DPO | AE | PRIMARY
9702 | MILITARY | APO | AE | PRIMARY
9703 | MILITARY | APO | AE | PRIMARY
9704 | MILITARY | APO | AE | PRIMARY
9705 | MILITARY | APO | AE | PRIMARY
9706 | MILITARY | APO | AE | PRIMARY
9707 | MILITARY | DPO | AE | PRIMARY
9708 | MILITARY | APO | AE | PRIMARY
9709 | MILITARY | APO | AE | PRIMARY
9710 | MILITARY | DPO | AE | PRIMARY
9711 | MILITARY | APO | AE | PRIMARY
9713 | MILITARY | APO | AE | PRIMARY
9714 | MILITARY | APO | AE | PRIMARY
9715 | MILITARY | DPO | AE | PRIMARY
9716 | MILITARY | DPO | AE | PRIMARY
9717 | MILITARY | APO | AE | PRIMARY
9718 | MILITARY | DPO | AE | PRIMARY
9719 | MILITARY | APO | AE | PRIMARY
9720 | MILITARY | APO | AE | PRIMARY
9721 | MILITARY | DPO | AE | PRIMARY
9722 | MILITARY | APO | AE | PRIMARY
9723 | MILITARY | DPO | AE | PRIMARY
9724 | MILITARY | APO | AE | PRIMARY
9726 | MILITARY | DPO | AE | PRIMARY
9727 | MILITARY | DPO | AE | PRIMARY
9728 | MILITARY | DPO | AE | PRIMARY
9729 | MILITARY | FPO | AE | PRIMARY
9730 | MILITARY | DPO | AE | PRIMARY
9731 | MILITARY | DPO | AE | PRIMARY
9732 | MILITARY | APO | AE | PRIMARY
9733 | MILITARY | FPO | AE | PRIMARY
9734 | MILITARY | DPO | AE | PRIMARY
9735 | MILITARY | APO | AE | PRIMARY
9736 | MILITARY | DPO | AE | PRIMARY
9737 | MILITARY | DPO | AE | PRIMARY
9738 | MILITARY | DPO | AE | PRIMARY
9739 | MILITARY | DPO | AE | PRIMARY
9741 | MILITARY | DPO | AE | PRIMARY
9742 | MILITARY | DPO | AE | PRIMARY
9743 | MILITARY | APO | AE | PRIMARY
9744 | MILITARY | DPO | AE | PRIMARY
9745 | MILITARY | APO | AE | PRIMARY
9747 | MILITARY | FPO | AE | PRIMARY
9748 | MILITARY | DPO | AE | PRIMARY
9749 | MILITARY | APO | AE | PRIMARY
9750 | MILITARY | DPO | AE | PRIMARY
9751 | MILITARY | APO | AE | PRIMARY
9752 | MILITARY | APO | AE | PRIMARY
9757 | MILITARY | APO | AE | PRIMARY
9758 | MILITARY | DPO | AE | PRIMARY
9759 | MILITARY | DPO | AE | PRIMARY
9762 | MILITARY | DPO | AE | PRIMARY
9769 | MILITARY | DPO | AE | PRIMARY
9771 | MILITARY | APO | AE | PRIMARY
9777 | MILITARY | DPO | AE | PRIMARY
9780 | MILITARY | APO | AE | PRIMARY
9798 | MILITARY | APO | AE | PRIMARY
9801 | MILITARY | APO | AE | PRIMARY
9803 | MILITARY | APO | AE | PRIMARY
9804 | MILITARY | APO | AE | PRIMARY
9805 | MILITARY | FPO | AE | PRIMARY
9806 | MILITARY | APO | AE | PRIMARY
9807 | MILITARY | DPO | AE | PRIMARY
9809 | MILITARY | FPO | AE | PRIMARY
9810 | MILITARY | APO | AE | PRIMARY
9811 | MILITARY | DPO | AE | PRIMARY
9812 | MILITARY | DPO | AE | PRIMARY
9813 | MILITARY | DPO | AE | PRIMARY
9814 | MILITARY | DPO | AE | PRIMARY
9815 | MILITARY | APO | AE | PRIMARY
9816 | MILITARY | DPO | AE | PRIMARY
9817 | MILITARY | DPO | AE | PRIMARY
9818 | MILITARY | APO | AE | PRIMARY
9820 | MILITARY | DPO | AE | PRIMARY
9821 | MILITARY | APO | AE | PRIMARY
9822 | MILITARY | APO | AE | PRIMARY
9823 | MILITARY | DPO | AE | PRIMARY
9824 | MILITARY | APO | AE | PRIMARY
9825 | MILITARY | DPO | AE | PRIMARY
9826 | MILITARY | DPO | AE | PRIMARY
9827 | MILITARY | DPO | AE | PRIMARY
9828 | MILITARY | DPO | AE | PRIMARY
9829 | MILITARY | APO | AE | PRIMARY
9830 | MILITARY | DPO | AE | PRIMARY
9831 | MILITARY | DPO | AE | PRIMARY
9832 | MILITARY | APO | AE | PRIMARY
9833 | MILITARY | APO | AE | PRIMARY
9834 | MILITARY | FPO | AE | PRIMARY
9835 | MILITARY | FPO | AE | PRIMARY
9836 | MILITARY | DPO | AE | PRIMARY
9837 | MILITARY | FPO | AE | PRIMARY
9838 | MILITARY | FPO | AE | PRIMARY
9839 | MILITARY | APO | AE | PRIMARY
9840 | MILITARY | FPO | AE | PRIMARY
9841 | MILITARY | APO | AE | PRIMARY
9842 | MILITARY | DPO | AE | PRIMARY
9844 | MILITARY | FPO | AE | PRIMARY
9845 | MILITARY | DPO | AE | PRIMARY
9846 | MILITARY | DPO | AE | PRIMARY
9852 | MILITARY | APO | AE | PRIMARY
9853 | MILITARY | APO | AE | PRIMARY
9855 | MILITARY | APO | AE | PRIMARY
9858 | MILITARY | APO | AE | PRIMARY
9859 | MILITARY | FPO | AE | PRIMARY
9862 | MILITARY | APO | AE | PRIMARY
9865 | MILITARY | FPO | AE | PRIMARY
9868 | MILITARY | APO | AE | PRIMARY
9870 | MILITARY | DPO | AE | PRIMARY
9871 | MILITARY | DPO | AE | PRIMARY
9872 | MILITARY | DPO | AE | PRIMARY
9873 | MILITARY | DPO | AE | PRIMARY
9874 | MILITARY | DPO | AE | PRIMARY
9875 | MILITARY | DPO | AE | PRIMARY
9876 | MILITARY | DPO | AE | PRIMARY
9880 | MILITARY | DPO | AE | PRIMARY
9890 | MILITARY | APO | AE | PRIMARY
9892 | MILITARY | DPO | AE | PRIMARY
9898 | MILITARY | APO | AE | PRIMARY
34002 | MILITARY | DPO | AA | PRIMARY
34004 | MILITARY | DPO | AA | PRIMARY
34006 | MILITARY | APO | AA | PRIMARY
34007 | MILITARY | FPO | AA | PRIMARY
34008 | MILITARY | DPO | AA | PRIMARY
34011 | MILITARY | DPO | AA | PRIMARY
34020 | MILITARY | DPO | AA | PRIMARY
34021 | MILITARY | DPO | AA | PRIMARY
34022 | MILITARY | DPO | AA | PRIMARY
34023 | MILITARY | DPO | AA | PRIMARY
34024 | MILITARY | DPO | AA | PRIMARY
34025 | MILITARY | DPO | AA | PRIMARY
34030 | MILITARY | DPO | AA | PRIMARY
34031 | MILITARY | DPO | AA | PRIMARY
34032 | MILITARY | DPO | AA | PRIMARY
34033 | MILITARY | DPO | AA | PRIMARY
34034 | MILITARY | DPO | AA | PRIMARY
34035 | MILITARY | DPO | AA | PRIMARY
34036 | MILITARY | DPO | AA | PRIMARY
34037 | MILITARY | DPO | AA | PRIMARY
34038 | MILITARY | APO | AA | PRIMARY
34039 | MILITARY | DPO | AA | PRIMARY
34041 | MILITARY | DPO | AA | PRIMARY
34042 | MILITARY | APO | AA | PRIMARY
34050 | MILITARY | FPO | AA | PRIMARY
34055 | MILITARY | DPO | AA | PRIMARY
34058 | MILITARY | FPO | AA | PRIMARY
34060 | MILITARY | DPO | AA | PRIMARY
34078 | MILITARY | APO | AA | PRIMARY
34090 | MILITARY | FPO | AA | PRIMARY
34091 | MILITARY | FPO | AA | PRIMARY
34092 | MILITARY | FPO | AA | PRIMARY
34093 | MILITARY | FPO | AA | PRIMARY
34095 | MILITARY | FPO | AA | PRIMARY
34098 | MILITARY | FPO | AA | PRIMARY
34099 | MILITARY | FPO | AA | PRIMARY
96201 | MILITARY | APO | AP | PRIMARY
96202 | MILITARY | APO | AP | PRIMARY
96203 | MILITARY | APO | AP | PRIMARY
96204 | MILITARY | APO | AP | PRIMARY
96205 | MILITARY | APO | AP | PRIMARY
96206 | MILITARY | APO | AP | PRIMARY
96207 | MILITARY | APO | AP | PRIMARY
96209 | MILITARY | DPO | AP | PRIMARY
96213 | MILITARY | APO | AP | PRIMARY
96214 | MILITARY | APO | AP | PRIMARY
96218 | MILITARY | APO | AP | PRIMARY
96220 | MILITARY | APO | AP | PRIMARY
96224 | MILITARY | APO | AP | PRIMARY
96257 | MILITARY | APO | AP | PRIMARY
96258 | MILITARY | APO | AP | PRIMARY
96259 | MILITARY | APO | AP | PRIMARY
96260 | MILITARY | APO | AP | PRIMARY
96262 | MILITARY | APO | AP | PRIMARY
96264 | MILITARY | APO | AP | PRIMARY
96266 | MILITARY | APO | AP | PRIMARY
96267 | MILITARY | APO | AP | PRIMARY
96269 | MILITARY | FPO | AP | PRIMARY
96271 | MILITARY | APO | AP | PRIMARY
96275 | MILITARY | APO | AP | PRIMARY
96276 | MILITARY | APO | AP | PRIMARY
96278 | MILITARY | APO | AP | PRIMARY
96283 | MILITARY | APO | AP | PRIMARY
96284 | MILITARY | APO | AP | PRIMARY
96303 | MILITARY | DPO | AP | PRIMARY
96306 | MILITARY | FPO | AP | PRIMARY
96309 | MILITARY | FPO | AP | PRIMARY
96310 | MILITARY | FPO | AP | PRIMARY
96319 | MILITARY | APO | AP | PRIMARY
96321 | MILITARY | FPO | AP | PRIMARY
96322 | MILITARY | FPO | AP | PRIMARY
96323 | MILITARY | APO | AP | PRIMARY
96326 | MILITARY | APO | AP | PRIMARY
96328 | MILITARY | APO | AP | PRIMARY
96330 | MILITARY | APO | AP | PRIMARY
96336 | MILITARY | APO | AP | PRIMARY
96337 | MILITARY | APO | AP | PRIMARY
96338 | MILITARY | APO | AP | PRIMARY
96339 | MILITARY | FPO | AP | PRIMARY
96343 | MILITARY | APO | AP | PRIMARY
96346 | MILITARY | FPO | AP | PRIMARY
96347 | MILITARY | FPO | AP | PRIMARY
96348 | MILITARY | FPO | AP | PRIMARY
96349 | MILITARY | FPO | AP | PRIMARY
96350 | MILITARY | FPO | AP | PRIMARY
96351 | MILITARY | FPO | AP | PRIMARY
96362 | MILITARY | FPO | AP | PRIMARY
96365 | MILITARY | APO | AP | PRIMARY
96367 | MILITARY | APO | AP | PRIMARY
96368 | MILITARY | APO | AP | PRIMARY
96370 | MILITARY | FPO | AP | PRIMARY
96372 | MILITARY | FPO | AP | PRIMARY
96373 | MILITARY | FPO | AP | PRIMARY
96374 | MILITARY | FPO | AP | PRIMARY
96375 | MILITARY | FPO | AP | PRIMARY
96376 | MILITARY | APO | AP | PRIMARY
96377 | MILITARY | FPO | AP | PRIMARY
96378 | MILITARY | APO | AP | PRIMARY
96379 | MILITARY | FPO | AP | PRIMARY
96384 | MILITARY | APO | AP | PRIMARY
96386 | MILITARY | APO | AP | PRIMARY
96387 | MILITARY | FPO | AP | PRIMARY
96388 | MILITARY | FPO | AP | PRIMARY
96401 | MILITARY | APO | AP | PRIMARY
96426 | MILITARY | FPO | AP | PRIMARY
96427 | MILITARY | FPO | AP | PRIMARY
96444 | MILITARY | FPO | AP | PRIMARY
96447 | MILITARY | APO | AP | PRIMARY
96501 | MILITARY | FPO | AP | PRIMARY
96502 | MILITARY | FPO | AP | PRIMARY
96503 | MILITARY | FPO | AP | PRIMARY
96507 | MILITARY | DPO | AP | PRIMARY
96510 | MILITARY | FPO | AP | PRIMARY
96511 | MILITARY | FPO | AP | PRIMARY
96515 | MILITARY | DPO | AP | PRIMARY
96516 | MILITARY | FPO | AP | PRIMARY
96517 | MILITARY | FPO | AP | PRIMARY
96518 | MILITARY | FPO | AP | PRIMARY
96520 | MILITARY | DPO | AP | PRIMARY
96521 | MILITARY | DPO | AP | PRIMARY
96522 | MILITARY | FPO | AP | PRIMARY
96530 | MILITARY | DPO | AP | PRIMARY
96531 | MILITARY | FPO | AP | PRIMARY
96532 | MILITARY | DPO | AP | PRIMARY
96534 | MILITARY | FPO | AP | PRIMARY
96535 | MILITARY | DPO | AP | PRIMARY
96537 | MILITARY | FPO | AP | PRIMARY
96538 | MILITARY | FPO | AP | PRIMARY
96540 | MILITARY | FPO | AP | PRIMARY
96541 | MILITARY | APO | AP | PRIMARY
96542 | MILITARY | APO | AP | PRIMARY
96543 | MILITARY | APO | AP | PRIMARY
96544 | MILITARY | FPO | AP | PRIMARY
96546 | MILITARY | APO | AP | PRIMARY
96548 | MILITARY | APO | AP | PRIMARY
96549 | MILITARY | DPO | AP | PRIMARY
96550 | MILITARY | APO | AP | PRIMARY
96551 | MILITARY | DPO | AP | PRIMARY
96552 | MILITARY | APO | AP | PRIMARY
96553 | MILITARY | APO | AP | PRIMARY
96554 | MILITARY | DPO | AP | PRIMARY
96555 | MILITARY | APO | AP | PRIMARY
96557 | MILITARY | APO | AP | PRIMARY
96562 | MILITARY | DPO | AP | PRIMARY
96577 | MILITARY | APO | AP | PRIMARY
96595 | MILITARY | FPO | AP | PRIMARY
96598 | MILITARY | FPO | AP | PRIMARY
96599 | MILITARY | FPO | AP | PRIMARY
96601 | MILITARY | FPO | AP | PRIMARY
96602 | MILITARY | FPO | AP | PRIMARY
96603 | MILITARY | FPO | AP | PRIMARY
96604 | MILITARY | FPO | AP | PRIMARY
96605 | MILITARY | FPO | AP | PRIMARY
96606 | MILITARY | FPO | AP | PRIMARY
96607 | MILITARY | FPO | AP | PRIMARY
96608 | MILITARY | FPO | AP | PRIMARY
96609 | MILITARY | FPO | AP | PRIMARY
96610 | MILITARY | FPO | AP | PRIMARY
96611 | MILITARY | FPO | AP | PRIMARY
96612 | MILITARY | FPO | AP | PRIMARY
96613 | MILITARY | FPO | AP | PRIMARY
96614 | MILITARY | FPO | AP | PRIMARY
96615 | MILITARY | FPO | AP | PRIMARY
96616 | MILITARY | FPO | AP | PRIMARY
96617 | MILITARY | FPO | AP | PRIMARY
96619 | MILITARY | FPO | AP | PRIMARY
96620 | MILITARY | FPO | AP | PRIMARY
96621 | MILITARY | FPO | AP | PRIMARY
96622 | MILITARY | FPO | AP | PRIMARY
96624 | MILITARY | FPO | AP | PRIMARY
96628 | MILITARY | FPO | AP | PRIMARY
96629 | MILITARY | FPO | AP | PRIMARY
96643 | MILITARY | FPO | AP | PRIMARY
96650 | MILITARY | FPO | AP | PRIMARY
96657 | MILITARY | FPO | AP | PRIMARY
96660 | MILITARY | FPO | AP | PRIMARY
96661 | MILITARY | FPO | AP | PRIMARY
96662 | MILITARY | FPO | AP | PRIMARY
96663 | MILITARY | FPO | AP | PRIMARY
96664 | MILITARY | FPO | AP | PRIMARY
96665 | MILITARY | FPO | AP | PRIMARY
96666 | MILITARY | FPO | AP | PRIMARY
96667 | MILITARY | FPO | AP | PRIMARY
96668 | MILITARY | FPO | AP | PRIMARY
96669 | MILITARY | FPO | AP | PRIMARY
96670 | MILITARY | FPO | AP | PRIMARY
96671 | MILITARY | FPO | AP | PRIMARY
96672 | MILITARY | FPO | AP | PRIMARY
96673 | MILITARY | FPO | AP | PRIMARY
96674 | MILITARY | FPO | AP | PRIMARY
96675 | MILITARY | FPO | AP | PRIMARY
96677 | MILITARY | FPO | AP | PRIMARY
96678 | MILITARY | FPO | AP | PRIMARY
96679 | MILITARY | FPO | AP | PRIMARY
96681 | MILITARY | FPO | AP | PRIMARY
96682 | MILITARY | FPO | AP | PRIMARY
96683 | MILITARY | FPO | AP | PRIMARY
96686 | MILITARY | FPO | AP | PRIMARY
96687 | MILITARY | FPO | AP | PRIMARY
96698 | MILITARY | FPO | AP | PRIMARY
56901 | UNIQUE | PARCEL RETURN SERVICE | DC | PRIMARY | 38.9 | -77.04
56902 | UNIQUE | PARCEL RETURN SERVICE | DC | PRIMARY | 38.89 | -77.03
56904 | UNIQUE | PARCEL RETURN SERVICE | DC | PRIMARY | 38.89 | -77.03
56915 | UNIQUE | PARCEL RETURN SERVICE | DC | PRIMARY | 38.92 | -76.99
56920 | UNIQUE | PARCEL RETURN SERVICE | DC | PRIMARY | 38.9 | -77.04
56933 | UNIQUE | PARCEL RETURN SERVICE | DC | PRIMARY | 38.86 | -76.99
56944 | UNIQUE | PARCEL RETURN SERVICE | DC | PRIMARY | 38.86 | -76.99
56945 | UNIQUE | PARCEL RETURN SERVICE | DC | PRIMARY | 38.89 | -77.03
56950 | UNIQUE | PARCEL RETURN SERVICE | DC | PRIMARY | 38.89 | -77.03
56965 | UNIQUE | PARCEL RETURN SERVICE | DC | PRIMARY | 38.89 | -77.03
56972 | UNIQUE | PARCEL RETURN SERVICE | DC | PRIMARY | 38.86 | -76.99
1133 | UNIQUE | SPRINGFIELD | MA | PRIMARY | 42.1 | -72.59
1195 | STANDARD | SPRINGFIELD | MA | PRIMARY | 42.1 | -72.58
1806 | UNIQUE | WOBURN | MA | PRIMARY | 42.47 | -71.15
1808 | UNIQUE | WOBURN | MA | PRIMARY | 42.5 | -71.12
2031 | STANDARD | EAST MANSFIELD | MA | PRIMARY | 42.02 | -71.17
2207 | UNIQUE | BOSTON | MA | PRIMARY | 42.35 | -71.05
2216 | UNIQUE | BOSTON | MA | PRIMARY | 42.34 | -71.07
2239 | UNIQUE | CAMBRIDGE | MA | PRIMARY | 42.36 | -71.1
2636 | STANDARD | CENTERVILLE | MA | PRIMARY | 41.64 | -70.34
2854 | STANDARD | NORTH KINGSTOWN | RI | PRIMARY | 41.59 | -71.45
4075 | STANDARD | SEBAGO LAKE | ME | PRIMARY | 43.85 | -70.63
4467 | PO BOX | OLAMON | ME | PRIMARY | 45.12 | -68.61
6386 | UNIQUE | WATERFORD | CT | PRIMARY | 41.33 | -72.13
6454 | UNIQUE | MERIDEN | CT | PRIMARY | 41.54 | -72.8
6497 | STANDARD | STRATFORD | CT | PRIMARY | 41.19 | -73.12
6832 | UNIQUE | GREENWICH | CT | PRIMARY | 41.02 | -73.62
6842 | UNIQUE | NEW CANAAN | CT | PRIMARY | 41.14 | -73.49
7182 | UNIQUE | NEWARK | NJ | PRIMARY | 40.73 | -74.17
7194 | UNIQUE | NEWARK | NJ | PRIMARY | 40.73 | -74.17
7309 | STANDARD | JERSEY CITY | NJ | PRIMARY | 40.71 | -74.03
7477 | UNIQUE | WAYNE | NJ | PRIMARY | 40.92 | -74.27
7983 | UNIQUE | WHIPPANY | NJ | PRIMARY | 40.82 | -74.41
8922 | UNIQUE | NEW BRUNSWICK | NJ | PRIMARY | 40.48 | -74.45
8988 | UNIQUE | NEW BRUNSWICK | NJ | PRIMARY | 40.45 | -74.48
9001 | MILITARY | APO | AE | PRIMARY
9031 | MILITARY | APO | AE | PRIMARY
9036 | MILITARY | APO | AE | PRIMARY
9045 | MILITARY | APO | AE | PRIMARY
9056 | MILITARY | APO | AE | PRIMARY
9074 | MILITARY | APO | AE | PRIMARY
9076 | MILITARY | APO | AE | PRIMARY
9080 | MILITARY | APO | AE | PRIMARY
9089 | MILITARY | APO | AE | PRIMARY
9110 | MILITARY | APO | AE | PRIMARY
9165 | MILITARY | APO | AE | PRIMARY
9166 | MILITARY | APO | AE | PRIMARY
9169 | MILITARY | APO | AE | PRIMARY
9175 | MILITARY | APO | AE | PRIMARY
9182 | MILITARY | APO | AE | PRIMARY
9183 | MILITARY | APO | AE | PRIMARY
9185 | MILITARY | APO | AE | PRIMARY
9212 | MILITARY | APO | AE | PRIMARY
9225 | MILITARY | APO | AE | PRIMARY
9244 | MILITARY | APO | AE | PRIMARY
9252 | MILITARY | APO | AE | PRIMARY
9262 | MILITARY | APO | AE | PRIMARY
9266 | MILITARY | APO | AE | PRIMARY
9318 | MILITARY | APO | AE | PRIMARY
9322 | MILITARY | APO | AE | PRIMARY
9324 | MILITARY | APO | AE | PRIMARY
9336 | MILITARY | APO | AE | PRIMARY
9339 | MILITARY | APO | AE | PRIMARY
9346 | MILITARY | APO | AE | PRIMARY
9351 | MILITARY | APO | AE | PRIMARY
9358 | MILITARY | APO | AE | PRIMARY
9361 | MILITARY | APO | AE | PRIMARY
9362 | MILITARY | APO | AE | PRIMARY
9371 | MILITARY | APO | AE | PRIMARY
9375 | MILITARY | APO | AE | PRIMARY
9376 | MILITARY | FPO | AE | PRIMARY
9377 | MILITARY | FPO | AE | PRIMARY
9381 | MILITARY | APO | AE | PRIMARY
9386 | MILITARY | APO | AE | PRIMARY
9388 | MILITARY | APO | AE | PRIMARY
9389 | MILITARY | APO | AE | PRIMARY
9390 | MILITARY | APO | AE | PRIMARY
9402 | MILITARY | APO | AE | PRIMARY
9409 | MILITARY | FPO | AE | PRIMARY
9420 | MILITARY | FPO | AE | PRIMARY
9456 | MILITARY | APO | AE | PRIMARY
9499 | MILITARY | FPO | AE | PRIMARY
9601 | MILITARY | APO | AE | PRIMARY
9612 | MILITARY | FPO | AE | PRIMARY
9619 | MILITARY | FPO | AE | PRIMARY
9644 | MILITARY | FPO | AE | PRIMARY
9740 | MILITARY | APO | AE | PRIMARY
9746 | MILITARY | APO | AE | PRIMARY
9753 | MILITARY | APO | AE | PRIMARY
9754 | MILITARY | APO | AE | PRIMARY
9755 | MILITARY | APO | AE | PRIMARY
9756 | MILITARY | APO | AE | PRIMARY
9789 | MILITARY | APO | AE | PRIMARY
9790 | MILITARY | APO | AE | PRIMARY
9802 | MILITARY | APO | AE | PRIMARY
9808 | MILITARY | APO | AE | PRIMARY
9819 | MILITARY | APO | AE | PRIMARY
9843 | MILITARY | APO | AE | PRIMARY
9888 | MILITARY | APO | AE | PRIMARY
10015 | STANDARD | NEW YORK | NY | PRIMARY | 40.71 | -74
10046 | UNIQUE | NEW YORK | NY | PRIMARY | 40.71 | -74.01
10047 | UNIQUE | NEW YORK | NY | PRIMARY | 40.71 | -74.01
10048 | STANDARD | NEW YORK | NY | PRIMARY | 40.71 | -74.01
10072 | UNIQUE | NEW YORK | NY | PRIMARY | 40.75 | -73.99
10079 | UNIQUE | NEW YORK | NY | PRIMARY | 40.71 | -74
10082 | UNIQUE | NEW YORK | NY | PRIMARY | 40.77 | -73.98
10094 | UNIQUE | NEW YORK | NY | PRIMARY | 40.71 | -74
10096 | UNIQUE | NEW YORK | NY | PRIMARY | 40.71 | -74
10098 | STANDARD | NEW YORK | NY | PRIMARY | 40.75 | -73.99
10099 | STANDARD | NEW YORK | NY | PRIMARY | 40.71 | -74
10149 | UNIQUE | NEW YORK | NY | PRIMARY | 40.76 | -73.98
10184 | UNIQUE | NEW YORK | NY | PRIMARY | 40.71 | -74
10196 | UNIQUE | NEW YORK | NY | PRIMARY | 40.71 | -74
10197 | UNIQUE | NEW YORK | NY | PRIMARY | 40.71 | -74
10557 | UNIQUE | MOUNT VERNON | NY | PRIMARY | 40.9 | -73.82
10558 | UNIQUE | MOUNT VERNON | NY | PRIMARY | 40.9 | -73.82
10571 | UNIQUE | PLEASANTVILLE | NY | PRIMARY | 41.13 | -73.79
10572 | UNIQUE | PLEASANTVILLE | NY | PRIMARY | 41.13 | -73.79
10943 | UNIQUE | MIDDLETOWN | NY | PRIMARY | 41.44 | -74.42
11025 | UNIQUE | GREAT NECK | NY | PRIMARY | 40.8 | -73.72
11041 | UNIQUE | NEW HYDE PARK | NY | PRIMARY | 40.73 | -73.68
11043 | UNIQUE | NEW HYDE PARK | NY | PRIMARY | 40.73 | -73.68
11044 | UNIQUE | NEW HYDE PARK | NY | PRIMARY | 40.73 | -73.68
11099 | UNIQUE | NEW HYDE PARK | NY | PRIMARY | 40.73 | -73.68
11240 | STANDARD | BROOKLYN | NY | PRIMARY | 40.69 | -73.98
11244 | UNIQUE | BROOKLYN | NY | PRIMARY | 40.68 | -73.99
11248 | UNIQUE | BROOKLYN | NY | PRIMARY | 40.69 | -73.99
11254 | UNIQUE | BROOKLYN | NY | PRIMARY | 40.69 | -73.99
11255 | UNIQUE | BROOKLYN | NY | PRIMARY | 40.69 | -73.98
11536 | UNIQUE | GARDEN CITY | NY | PRIMARY | 40.67 | -73.7
11592 | UNIQUE | ROCKVILLE CENTER | NY | PRIMARY | 40.75 | -73.57
11594 | UNIQUE | WESTBURY | NY | PRIMARY | 40.75 | -73.58
11595 | UNIQUE | WESTBURY | NY | PRIMARY | 40.75 | -73.58
11597 | UNIQUE | WESTBURY | NY | PRIMARY | 40.75 | -73.58
11708 | STANDARD | AMITYVILLE | NY | PRIMARY | 40.68 | -73.41
11750 | UNIQUE | HUNTINGTON STATION | NY | PRIMARY | 40.83 | -73.37
11774 | UNIQUE | FARMINGDALE | NY | PRIMARY | 40.73 | -73.44
11855 | UNIQUE | HICKSVILLE | NY | PRIMARY | 40.76 | -73.52
12593 | STANDARD | WEST COPAKE | NY | PRIMARY | 42.09 | -73.58
13837 | PO BOX | SHINHOPPLE | NY | PRIMARY | 42.03 | -75.06
14645 | UNIQUE | ROCHESTER | NY | PRIMARY | 43.15 | -77.6
14664 | UNIQUE | ROCHESTER | NY | PRIMARY | 43.15 | -77.6
14673 | UNIQUE | ROCHESTER | NY | PRIMARY | 43.15 | -77.6
14683 | UNIQUE | ROCHESTER | NY | PRIMARY | 43.15 | -77.6
15263 | UNIQUE | PITTSBURGH | PA | PRIMARY | 40.44 | -79.98
15266 | UNIQUE | PITTSBURGH | PA | PRIMARY | 40.44 | -79.99
15273 | STANDARD | PITTSBURGH | PA | PRIMARY | 40.37 | -79.9
15285 | UNIQUE | PITTSBURGH | PA | PRIMARY | 40.44 | -79.99
15288 | STANDARD | PITTSBURGH | PA | PRIMARY | 40.44 | -79.94
15740 | STANDARD | FROSTBURG | PA | PRIMARY | 40.96 | -79.03
16215 | UNIQUE | KITTANNING | PA | PRIMARY | 40.81 | -79.52
16532 | UNIQUE | ERIE | PA | PRIMARY | 42.11 | -80.02
16533 | UNIQUE | ERIE | PA | PRIMARY | 42.11 | -80.02
19488 | UNIQUE | NORRISTOWN | PA | PRIMARY | 40.09 | -75.37
19489 | UNIQUE | NORRISTOWN | PA | PRIMARY | 40.1 | -75.47
19640 | UNIQUE | READING | PA | PRIMARY | 40.36 | -75.91
19887 | UNIQUE | WILMINGTON | DE | PRIMARY | 39.81 | -75.5
19889 | UNIQUE | WILMINGTON | DE | PRIMARY | 39.74 | -75.54
20107 | STANDARD | ARCOLA | VA | PRIMARY | 38.96 | -77.52
20193 | UNIQUE | RESTON | VA | PRIMARY | 38.93 | -77.34
20199 | UNIQUE | DULLES | VA | PRIMARY | 39 | -77.45
21098 | UNIQUE | HANOVER | MD | PRIMARY | 39.19 | -76.72
21260 | STANDARD | BALTIMORE | MD | PRIMARY | 39.35 | -76.7
21261 | STANDARD | BALTIMORE | MD | PRIMARY | 39.3 | -76.45
26461 | STANDARD | WILSONBURG | WV | PRIMARY | 39.29 | -80.39
27151 | UNIQUE | WINSTON-SALEM | NC | PRIMARY | 36.11 | -80.24
27156 | UNIQUE | WINSTON-SALEM | NC | PRIMARY | 36.14 | -80.22
27220 | UNIQUE | BURLINGTON | NC | PRIMARY | 36.02 | -79.48
27321 | UNIQUE | REIDSVILLE | NC | PRIMARY | 36.35 | -79.66
27322 | UNIQUE | REIDSVILLE | NC | PRIMARY | 36.35 | -79.66
27395 | STANDARD | GREENSBORO | NC | PRIMARY | 36.07 | -79.79
27480 | UNIQUE | GREENSBORO | NC | PRIMARY | 36.07 | -79.79
27564 | STANDARD | CREEDMOOR | NC | PRIMARY | 36.11 | -78.68
27854 | STANDARD | MILWAUKEE | NC | PRIMARY | 36.4 | -77.23
28674 | UNIQUE | NORTH WILKESBORO | NC | PRIMARY | 36.15 | -81.14
29390 | UNIQUE | DUNCAN | SC | PRIMARY | 34.93 | -82.14
29391 | UNIQUE | DUNCAN | SC | PRIMARY | 34.93 | -82.14
29698 | UNIQUE | GREENVILLE | SC | PRIMARY | 34.91 | -82.09
30073 | STANDARD | DECATUR | GA | PRIMARY | 33.7 | -84.25
30347 | STANDARD | ATLANTA | GA | PRIMARY | 33.82 | -84.33
30376 | STANDARD | ATLANTA | GA | PRIMARY | 33.81 | -84.35
30379 | STANDARD | ATLANTA | GA | PRIMARY | 33.74 | -84.38
30386 | UNIQUE | ATLANTA | GA | PRIMARY | 33.64 | -84.39
30387 | UNIQUE | ATLANTA | GA | PRIMARY | 33.74 | -84.38
30389 | UNIQUE | ATLANTA | GA | PRIMARY | 33.74 | -84.38
30390 | UNIQUE | ATLANTA | GA | PRIMARY | 33.74 | -84.38
30399 | UNIQUE | ATLANTA | GA | PRIMARY | 33.74 | -84.38
30596 | UNIQUE | ALTO | GA | PRIMARY | 34.44 | -83.59
30911 | STANDARD | AUGUSTA | GA | PRIMARY | 33.47 | -81.96
30913 | STANDARD | AUGUSTA | GA | PRIMARY | 33.47 | -81.96
31120 | STANDARD | ATLANTA | GA | PRIMARY | 33.74 | -84.38
31191 | UNIQUE | ATLANTA | GA | PRIMARY | 33.79 | -84.44
31197 | UNIQUE | ATLANTA | GA | PRIMARY | 33.74 | -84.38
31198 | UNIQUE | ATLANTA | GA | PRIMARY | 33.74 | -84.38
31199 | UNIQUE | ATLANTA | GA | PRIMARY | 33.74 | -84.38
32267 | STANDARD | JACKSONVILLE | FL | PRIMARY | 30.38 | -81.41
32290 | UNIQUE | JACKSONVILLE | FL | PRIMARY | 30.33 | -81.65
32454 | PO BOX | POINT WASHINGTON | FL | PRIMARY | 30.37 | -86.11
32782 | STANDARD | TITUSVILLE | FL | PRIMARY | 28.61 | -80.8
32890 | UNIQUE | ORLANDO | FL | PRIMARY | 28.46 | -81.38
32893 | UNIQUE | ORLANDO | FL | PRIMARY | 28.42 | -81.3
32898 | UNIQUE | ORLANDO | FL | PRIMARY | 28.53 | -81.37
33107 | UNIQUE | MIAMI | FL | PRIMARY | 25.79 | -80.31
33110 | UNIQUE | MIAMI | FL | PRIMARY | 25.85 | -80.2
33121 | UNIQUE | MIAMI | FL | PRIMARY | 25.79 | -80.31
33148 | UNIQUE | MIAMI | FL | PRIMARY | 25.79 | -80.31
33195 | UNIQUE | MIAMI | FL | PRIMARY | 25.79 | -80.31
33439 | STANDARD | CANAL POINT | FL | PRIMARY | 26.84 | -80.61
33447 | STANDARD | DELRAY BEACH | FL | PRIMARY | 26.46 | -80.07
33651 | UNIQUE | TAMPA | FL | PRIMARY | 27.95 | -82.53
33690 | STANDARD | TAMPA | FL | PRIMARY | 27.92 | -82.49
33900 | STANDARD | FORT MYERS | FL | PRIMARY | 26.62 | -81.84
34043 | MILITARY | APO | AA | PRIMARY
34076 | MILITARY | APO | AA | PRIMARY
34079 | MILITARY | FPO | AA | PRIMARY
35225 | UNIQUE | BIRMINGHAM | AL | PRIMARY | 33.46 | -86.81
35230 | UNIQUE | BIRMINGHAM | AL | PRIMARY | 33.46 | -86.81
35240 | UNIQUE | BIRMINGHAM | AL | PRIMARY | 33.46 | -86.81
35245 | UNIQUE | BIRMINGHAM | AL | PRIMARY | 33.46 | -86.81
35263 | UNIQUE | BIRMINGHAM | AL | PRIMARY | 33.53 | -86.78
35277 | UNIQUE | BIRMINGHAM | AL | PRIMARY | 33.44 | -86.73
35278 | UNIQUE | BIRMINGHAM | AL | PRIMARY | 33.46 | -86.81
35279 | UNIQUE | BIRMINGHAM | AL | PRIMARY | 33.42 | -86.78
35280 | UNIQUE | BIRMINGHAM | AL | PRIMARY | 33.51 | -86.8
35281 | UNIQUE | BIRMINGHAM | AL | PRIMARY | 33.51 | -86.8
35286 | UNIQUE | BIRMINGHAM | AL | PRIMARY | 33.42 | -86.78
35289 | UNIQUE | BIRMINGHAM | AL | PRIMARY | 33.51 | -86.8
35299 | UNIQUE | BIRMINGHAM | AL | PRIMARY | 33.51 | -86.8
36210 | PO BOX | ANNISTON | AL | PRIMARY | 33.65 | -85.77
37990 | UNIQUE | KNOXVILLE | TN | PRIMARY | 35.86 | -84.12
38110 | UNIQUE | MEMPHIS | TN | PRIMARY | 35.05 | -89.94
38142 | UNIQUE | MEMPHIS | TN | PRIMARY | 35.14 | -90.04
38165 | UNIQUE | MEMPHIS | TN | PRIMARY | 35.14 | -90.04
38227 | STANDARD | ELBRIDGE | TN | PRIMARY | 36.26 | -89.32
39235 | UNIQUE | JACKSON | MS | PRIMARY | 32.29 | -90.18
40386 | UNIQUE | VERSAILLES | KY | PRIMARY | 38.02 | -84.74
40495 | PO BOX | WINSTON | KY | PRIMARY | 37.7 | -84.08
40754 | STANDARD | NEVISDALE | KY | PRIMARY | 36.65 | -84.11
40931 | PO BOX | ERILINE | KY | PRIMARY | 37.11 | -83.75
40999 | STANDARD | WOOLLUM | KY | PRIMARY | 37 | -83.8
41313 | PO BOX | BETHANY | KY | PRIMARY | 37.74 | -83.5
41433 | PO BOX | GAPVILLE | KY | PRIMARY | 37.63 | -82.95
42283 | PO BOX | SOUTH UNION | KY | PRIMARY | 36.87 | -86.65
42287 | STANDARD | WELCHS CREEK | KY | PRIMARY | 37.31 | -86.52
42375 | STANDARD | STANLEY | KY | PRIMARY | 37.82 | -87.24
42403 | STANDARD | BLACKFORD | KY | PRIMARY | 37.44 | -87.93
43098 | UNIQUE | HEBRON | OH | PRIMARY | 39.96 | -82.49
43163 | STANDARD | WEST RUSHVILLE | OH | PRIMARY | 39.76 | -82.44
43196 | UNIQUE | GROVEPORT | OH | PRIMARY | 39.86 | -82.89
43198 | UNIQUE | GROVEPORT | OH | PRIMARY | 39.86 | -82.89
43265 | UNIQUE | COLUMBUS | OH | PRIMARY | 39.96 | -82.99
43299 | UNIQUE | COLUMBUS | OH | PRIMARY | 40.03 | -82.86
43307 | UNIQUE | MARION | OH | PRIMARY | 40.58 | -83.12
43618 | STANDARD | OREGON | OH | PRIMARY | 41.67 | -83.39
43789 | PO BOX | SYCAMORE VALLEY | OH | PRIMARY | 39.66 | -81.23
44178 | UNIQUE | CLEVELAND | OH | PRIMARY | 41.49 | -81.69
44185 | UNIQUE | CLEVELAND | OH | PRIMARY | 41.49 | -81.67
44189 | UNIQUE | CLEVELAND | OH | PRIMARY | 41.49 | -81.67
44322 | STANDARD | AKRON | OH | PRIMARY | 41.04 | -81.58
44393 | UNIQUE | AKRON | OH | PRIMARY | 41.06 | -81.52
44399 | UNIQUE | AKRON | OH | PRIMARY | 41.06 | -81.52
44631 | STANDARD | HARLEM SPRINGS | OH | PRIMARY | 40.52 | -81
44999 | UNIQUE | MANSFIELD | OH | PRIMARY | 40.76 | -82.51
45228 | STANDARD | CINCINNATI | OH | PRIMARY | 39.06 | -84.42
45400 | STANDARD | DAYTON | OH | PRIMARY | 39.76 | -84.19
45408 | STANDARD | DAYTON | OH | PRIMARY | 39.74 | -84.22
45427 | STANDARD | DAYTON | OH | PRIMARY | 39.75 | -84.27
45463 | UNIQUE | DAYTON | OH | PRIMARY | 39.75 | -84.17
46604 | UNIQUE | SOUTH BEND | IN | PRIMARY | 41.68 | -86.25
46620 | UNIQUE | SOUTH BEND | IN | PRIMARY | 41.68 | -86.25
47430 | PO BOX | FORT RITNER | IN | PRIMARY | 38.77 | -86.28
47490 | UNIQUE | BLOOMINGTON | IN | PRIMARY | 39.09 | -86.46
47727 | UNIQUE | EVANSVILLE | IN | PRIMARY | 38.08 | -87.52
47739 | UNIQUE | EVANSVILLE | IN | PRIMARY | 38.02 | -87.57
47741 | UNIQUE | EVANSVILLE | IN | PRIMARY | 37.97 | -87.56
47744 | UNIQUE | EVANSVILLE | IN | PRIMARY | 37.91 | -87.64
47856 | PO BOX | JUDSON | IN | PRIMARY | 39.81 | -87.13
47864 | STANDARD | SULLIVAN | IN | PRIMARY | 39.11 | -87.42
48559 | UNIQUE | FLINT | MI | PRIMARY | 43.02 | -83.68
48736 | PO BOX | GILFORD | MI | PRIMARY | 43.49 | -83.62
48769 | STANDARD | VASSAR | MI | PRIMARY | 43.33 | -83.34
48802 | UNIQUE | ALMA | MI | PRIMARY | 43.37 | -84.65
48863 | STANDARD | HOWELL | MI | PRIMARY | 42.63 | -83.91
49069 | UNIQUE | MARSHALL | MI | PRIMARY | 42.27 | -84.95
49121 | UNIQUE | NILES | MI | PRIMARY | 41.82 | -86.25
49550 | UNIQUE | GRAND RAPIDS | MI | PRIMARY | 42.97 | -85.67
49790 | STANDARD | ECKERMAN | MI | PRIMARY | 46.35 | -84.96
50347 | UNIQUE | DES MOINES | IA | PRIMARY | 41.6 | -93.6
50397 | UNIQUE | DES MOINES | IA | PRIMARY | 41.6 | -93.6
50706 | STANDARD | WATERLOO | IA | PRIMARY | 42.4 | -92.26
51344 | PO BOX | GRUVER | IA | PRIMARY | 43.39 | -94.7
52319 | PO BOX | OAKDALE | IA | PRIMARY | 41.7 | -91.6
52350 | PO BOX | VIOLA | IA | PRIMARY | 42.03 | -91.42
52538 | STANDARD | WEST GROVE | IA | PRIMARY | 40.69 | -92.61
53199 | PO BOX | SILVER LAKE | WI | PRIMARY | 42.55 | -88.17
53244 | PO BOX | MILWAUKEE | WI | PRIMARY | 42.94 | -87.91
55161 | UNIQUE | SAINT PAUL | MN | PRIMARY | 45.01 | -93.15
55169 | UNIQUE | SAINT PAUL | MN | PRIMARY | 44.94 | -93.09
55177 | UNIQUE | SAINT PAUL | MN | PRIMARY | 45.01 | -93.15
55191 | UNIQUE | SAINT PAUL | MN | PRIMARY | 45.07 | -93.19
55468 | UNIQUE | MINNEAPOLIS | MN | PRIMARY | 44.98 | -93.26
55561 | STANDARD | MONTICELLO | MN | PRIMARY | 45.27 | -93.8
55563 | STANDARD | MONTICELLO | MN | PRIMARY | 45.27 | -93.8
57056 | STANDARD | ROWENA | SD | PRIMARY | 43.52 | -96.55
57079 | UNIQUE | YANKTON | SD | PRIMARY | 42.87 | -97.39
57188 | UNIQUE | SIOUX FALLS | SD | PRIMARY | 43.6 | -96.7
57189 | UNIQUE | SIOUX FALLS | SD | PRIMARY | 43.6 | -96.7
60679 | UNIQUE | CHICAGO | IL | PRIMARY | 41.87 | -87.63
62224 | UNIQUE | MASCOUTAH | IL | PRIMARY | 38.49 | -89.79
62713 | UNIQUE | SPRINGFIELD | IL | PRIMARY | 39.8 | -89.64
62746 | UNIQUE | SPRINGFIELD | IL | PRIMARY | 39.8 | -89.64
62805 | PO BOX | AKIN | IL | PRIMARY | 37.98 | -88.75
62857 | PO BOX | LOOGOOTEE | IL | PRIMARY | 38.91 | -88.87
63001 | PO BOX | ALLENTON | MO | PRIMARY | 38.5 | -90.67
63190 | UNIQUE | SAINT LOUIS | MO | PRIMARY | 38.62 | -90.19
63196 | UNIQUE | SAINT LOUIS | MO | PRIMARY | 38.62 | -90.2
63198 | UNIQUE | SAINT LOUIS | MO | PRIMARY | 38.65 | -90.56
64172 | STANDARD | KANSAS CITY | MO | PRIMARY | 39.09 | -94.57
64183 | UNIQUE | KANSAS CITY | MO | PRIMARY | 39.09 | -94.57
64185 | UNIQUE | KANSAS CITY | MO | PRIMARY | 39.08 | -94.58
64192 | STANDARD | KANSAS CITY | MO | PRIMARY | 38.95 | -94.52
64193 | UNIQUE | KANSAS CITY | MO | PRIMARY | 39.08 | -94.58
64194 | UNIQUE | KANSAS CITY | MO | PRIMARY | 39.08 | -94.58
64447 | STANDARD | MAYSVILLE | MO | PRIMARY | 39.98 | -94.34
64789 | STANDARD | OSCEOLA | MO | PRIMARY | 37.98 | -93.66
64944 | UNIQUE | KANSAS CITY | MO | PRIMARY | 38.95 | -94.57
66077 | PO BOX | POTTER | KS | PRIMARY | 39.42 | -95.12
66279 | UNIQUE | SHAWNEE MISSION | KS | PRIMARY | 39.01 | -94.66
66637 | UNIQUE | TOPEKA | KS | PRIMARY | 39.01 | -95.69
66642 | UNIQUE | TOPEKA | KS | PRIMARY | 39.06 | -95.66
66652 | UNIQUE | TOPEKA | KS | PRIMARY | 39.05 | -95.67
66653 | UNIQUE | TOPEKA | KS | PRIMARY | 39.05 | -95.67
66692 | UNIQUE | TOPEKA | KS | PRIMARY | 39.05 | -95.67
68181 | UNIQUE | OMAHA | NE | PRIMARY | 41.24 | -95.93
70140 | STANDARD | NEW ORLEANS | LA | PRIMARY | 29.95 | -90.07
70149 | STANDARD | NEW ORLEANS | LA | PRIMARY | 29.95 | -90.07
70500 | STANDARD | LAFAYETTE | LA | PRIMARY | 30.22 | -92.01
70595 | PO BOX | LAFAYETTE | LA | PRIMARY | 30.22 | -92.02
70883 | UNIQUE | BATON ROUGE | LA | PRIMARY | 30.44 | -91.18
71208 | UNIQUE | MONROE | LA | PRIMARY | 32.49 | -92.07
71768 | STANDARD | EL DORADO | AR | PRIMARY | 33.1 | -92.49
71844 | PO BOX | LANEBURG | AR | PRIMARY | 33.68 | -93.34
71951 | STANDARD | HOT SPRINGS NATIONAL PARK | AR | PRIMARY | 34.5 | -93.05
72189 | UNIQUE | MC CRORY | AR | PRIMARY | 35.25 | -91.2
72198 | STANDARD | NORTH LITTLE ROCK | AR | PRIMARY | 34.77 | -92.27
72439 | STANDARD | LIGHT | AR | PRIMARY | 36.07 | -90.74
73094 | STANDARD | WASHITA | OK | PRIMARY | 35.1 | -98.34
73193 | UNIQUE | OKLAHOMA CITY | OK | PRIMARY | 35.45 | -97.51
73197 | UNIQUE | OKLAHOMA CITY | OK | PRIMARY | 35.46 | -97.51
73198 | UNIQUE | OKLAHOMA CITY | OK | PRIMARY | 35.52 | -97.56
73199 | UNIQUE | OKLAHOMA CITY | OK | PRIMARY | 35.45 | -97.51
73451 | STANDARD | ARDMORE | OK | PRIMARY | 34.17 | -97.14
73454 | STANDARD | ARDMORE | OK | PRIMARY | 34.17 | -97.14
74183 | UNIQUE | TULSA | OK | PRIMARY | 36.06 | -95.94
74184 | UNIQUE | TULSA | OK | PRIMARY | 36.06 | -95.94
74189 | UNIQUE | TULSA | OK | PRIMARY | 36.15 | -95.99
74194 | UNIQUE | TULSA | OK | PRIMARY | 36.15 | -95.99
74542 | STANDARD | ATOKA | OK | PRIMARY | 34.38 | -96.12
75037 | UNIQUE | IRVING | TX | PRIMARY | 32.78 | -96.8
75245 | STANDARD | DALLAS | TX | PRIMARY | 32.82 | -96.83
75258 | STANDARD | DALLAS | TX | PRIMARY | 32.8 | -96.88
75286 | UNIQUE | DALLAS | TX | PRIMARY | 32.78 | -96.8
75310 | UNIQUE | DALLAS | TX | PRIMARY | 32.78 | -96.8
75323 | UNIQUE | DALLAS | TX | PRIMARY | 32.96 | -96.8
75334 | PO BOX | DALLAS | TX | PRIMARY | 32.67 | -96.61
75340 | PO BOX | DALLAS | TX | PRIMARY | 32.76 | -96.86
75343 | PO BOX | DALLAS | TX | PRIMARY | 32.76 | -96.86
75344 | PO BOX | DALLAS | TX | PRIMARY | 32.78 | -96.79
75353 | UNIQUE | DALLAS | TX | PRIMARY | 32.78 | -96.8
75363 | UNIQUE | DALLAS | TX | PRIMARY | 32.93 | -96.79
75364 | UNIQUE | DALLAS | TX | PRIMARY | 32.78 | -96.8
75386 | UNIQUE | DALLAS | TX | PRIMARY | 32.78 | -96.87
75387 | UNIQUE | DALLAS | TX | PRIMARY | 32.78 | -96.8
77869 | UNIQUE | NAVASOTA | TX | PRIMARY | 30.35 | -96.06
78262 | STANDARD | SAN ANTONIO | TX | PRIMARY | 29.42 | -98.49
78275 | UNIQUE | SAN ANTONIO | TX | PRIMARY | 29.53 | -98.42
78286 | UNIQUE | SAN ANTONIO | TX | PRIMARY | 29.42 | -98.49
78461 | UNIQUE | CORPUS CHRISTI | TX | PRIMARY | 27.79 | -97.42
78470 | STANDARD | CORPUS CHRISTI | TX | PRIMARY | 27.8 | -97.39
78471 | STANDARD | CORPUS CHRISTI | TX | PRIMARY | 27.8 | -97.39
78473 | STANDARD | CORPUS CHRISTI | TX | PRIMARY | 27.79 | -97.39
78474 | STANDARD | CORPUS CHRISTI | TX | PRIMARY | 27.8 | -97.39
78475 | STANDARD | CORPUS CHRISTI | TX | PRIMARY | 27.79 | -97.39
78476 | STANDARD | CORPUS CHRISTI | TX | PRIMARY | 27.8 | -97.39
78477 | STANDARD | CORPUS CHRISTI | TX | PRIMARY | 27.8 | -97.39
78478 | STANDARD | CORPUS CHRISTI | TX | PRIMARY | 27.79 | -97.39
78786 | UNIQUE | AUSTIN | TX | PRIMARY | 30.35 | -97.65
78788 | UNIQUE | AUSTIN | TX | PRIMARY | 30.26 | -97.74
78798 | STANDARD | AUSTIN | TX | PRIMARY | 30.37 | -97.68
79187 | UNIQUE | AMARILLO | TX | PRIMARY | 35.26 | -101.71
79320 | STANDARD | BULA | TX | PRIMARY | 33.86 | -102.67
79405 | STANDARD | LUBBOCK | TX | PRIMARY | 33.57 | -101.84
80028 | UNIQUE | LOUISVILLE | CO | PRIMARY | 39.95 | -105.14
80940 | UNIQUE | COLORADO SPRINGS | CO | PRIMARY | 38.88 | -104.67
81075 | STANDARD | STONINGTON | CO | PRIMARY | 37.29 | -102.18
81127 | STANDARD | CHIMNEY ROCK | CO | PRIMARY | 37.21 | -107.34
81134 | STANDARD | SAN LUIS | CO | PRIMARY | 37 | -105.53
81153 | PO BOX | SAN PABLO | CO | PRIMARY | 37.12 | -105.36
83721 | UNIQUE | BOISE | ID | PRIMARY | 43.61 | -116.2
83727 | UNIQUE | BOISE | ID | PRIMARY | 43.61 | -116.2
83730 | UNIQUE | BOISE | ID | PRIMARY | 43.61 | -116.2
83733 | UNIQUE | BOISE | ID | PRIMARY | 43.61 | -116.2
83757 | UNIQUE | BOISE | ID | PRIMARY | 43.61 | -116.2
84144 | STANDARD | SALT LAKE CITY | UT | PRIMARY | 40.76 | -111.89
84717 | STANDARD | BRYCE CANYON | UT | PRIMARY | 37.62 | -112.17
85077 | UNIQUE | PHOENIX | AZ | PRIMARY | 33.45 | -111.97
85096 | STANDARD | PHOENIX | AZ | PRIMARY | 33.44 | -112.09
85099 | UNIQUE | PHOENIX | AZ | PRIMARY | 33.45 | -111.97
85217 | STANDARD | APACHE JUNCTION | AZ | PRIMARY | 33.32 | -111.32
85218 | STANDARD | APACHE JUNCTION | AZ | PRIMARY | 33.35 | -111.41
85219 | STANDARD | APACHE JUNCTION | AZ | PRIMARY | 33.4 | -111.46
85220 | STANDARD | APACHE JUNCTION | AZ | PRIMARY | 33.41 | -111.57
85221 | PO BOX | BAPCHULE | AZ | PRIMARY | 33.12 | -111.9
85222 | STANDARD | CASA GRANDE | AZ | PRIMARY | 32.87 | -111.73
85223 | STANDARD | ARIZONA CITY | AZ | PRIMARY | 32.74 | -111.68
85227 | STANDARD | CHANDLER HEIGHTS | AZ | PRIMARY | 33.34 | -111.63
85228 | STANDARD | COOLIDGE | AZ | PRIMARY | 32.96 | -111.52
85230 | STANDARD | CASA GRANDE | AZ | PRIMARY | 32.87 | -111.75
85231 | STANDARD | ELOY | AZ | PRIMARY | 32.71 | -111.57
85232 | STANDARD | FLORENCE | AZ | PRIMARY | 32.96 | -111.31
85235 | PO BOX | HAYDEN | AZ | PRIMARY | 32.99 | -110.78
85237 | STANDARD | KEARNY | AZ | PRIMARY | 33.09 | -110.97
85238 | STANDARD | MARICOPA | AZ | PRIMARY | 33 | -111.93
85239 | STANDARD | MARICOPA | AZ | PRIMARY | 33.02 | -112.04
85240 | STANDARD | QUEEN CREEK | AZ | PRIMARY | 33.22 | -111.53
85241 | PO BOX | PICACHO | AZ | PRIMARY | 32.71 | -111.49
85242 | STANDARD | QUEEN CREEK | AZ | PRIMARY | 33.22 | -111.61
85243 | STANDARD | QUEEN CREEK | AZ | PRIMARY | 33.15 | -111.54
85245 | PO BOX | RED ROCK | AZ | PRIMARY | 32.62 | -111.37
85247 | PO BOX | SACATON | AZ | PRIMARY | 33.1 | -111.75
85272 | STANDARD | STANFIELD | AZ | PRIMARY | 32.85 | -111.97
85273 | STANDARD | SUPERIOR | AZ | PRIMARY | 33.28 | -111.11
85278 | STANDARD | APACHE JUNCTION | AZ | PRIMARY | 33.41 | -111.54
85279 | STANDARD | FLORENCE | AZ | PRIMARY | 32.79 | -111.21
16554 | UNIQUE | ERIE | PA | PRIMARY | 42.11 | -80.02
16918 | STANDARD | COWANESQUE | PA | PRIMARY | 41.93 | -77.49
17008 | PO BOX | BOWMANSDALE | PA | PRIMARY | 40.23 | -77.02
17091 | UNIQUE | LEBANON | PA | PRIMARY | 40.23 | -76.92
17270 | PO BOX | WILLIAMSON | PA | PRIMARY | 39.85 | -77.79
17326 | UNIQUE | GETTYSBURG | PA | PRIMARY | 39.83 | -77.23
17738 | STANDARD | NORTH BEND | PA | PRIMARY | 41.33 | -77.64
17773 | PO BOX | TYLERSVILLE | PA | PRIMARY | 40.99 | -77.42
18175 | UNIQUE | ALLENTOWN | PA | PRIMARY | 40.6 | -75.46
18514 | UNIQUE | SCRANTON | PA | PRIMARY | 41.37 | -75.68
18522 | UNIQUE | SCRANTON | PA | PRIMARY | 41.43 | -75.64
19483 | UNIQUE | VALLEY FORGE | PA | PRIMARY | 40.08 | -75.41
19487 | UNIQUE | KING OF PRUSSIA | PA | PRIMARY | 40.1 | -75.47
21265 | UNIQUE | BALTIMORE | MD | PRIMARY | 39.29 | -76.6
21268 | UNIQUE | BALTIMORE | MD | PRIMARY | 39.21 | -76.72
21274 | UNIQUE | BALTIMORE | MD | PRIMARY | 39.29 | -76.6
21283 | UNIQUE | BALTIMORE | MD | PRIMARY | 39.29 | -76.61
21606 | UNIQUE | EASTON | MD | PRIMARY | 38.77 | -76.07
21681 | UNIQUE | RIDGELY | MD | PRIMARY | 38.94 | -75.88
21682 | UNIQUE | RIDGELY | MD | PRIMARY | 38.94 | -75.88
21683 | UNIQUE | RIDGELY | MD | PRIMARY | 38.94 | -75.88
21684 | UNIQUE | RIDGELY | MD | PRIMARY | 38.94 | -75.88
21685 | UNIQUE | RIDGELY | MD | PRIMARY | 38.94 | -75.88
21686 | UNIQUE | RIDGELY | MD | PRIMARY | 38.94 | -75.88
21687 | UNIQUE | RIDGELY | MD | PRIMARY | 38.94 | -75.88
21688 | UNIQUE | RIDGELY | MD | PRIMARY | 38.94 | -75.88
22047 | UNIQUE | FALLS CHURCH | VA | PRIMARY | 38.86 | -77.22
22092 | UNIQUE | HERNDON | VA | PRIMARY | 38.96 | -77.38
22093 | UNIQUE | ASHBURN | VA | PRIMARY | 39.04 | -77.48
22120 | UNIQUE | MERRIFIELD | VA | PRIMARY | 38.87 | -77.22
22184 | UNIQUE | VIENNA | VA | PRIMARY | 38.9 | -77.26
22218 | UNIQUE | ARLINGTON | VA | PRIMARY | 38.88 | -77.09
22223 | UNIQUE | ARLINGTON | VA | PRIMARY | 38.88 | -77.09
22229 | UNIQUE | ARLINGTON | VA | PRIMARY | 38.89 | -77.07
22234 | UNIQUE | ARLINGTON | VA | PRIMARY | 38.89 | -77.07
22321 | UNIQUE | ALEXANDRIA | VA | PRIMARY | 38.8 | -77.05
22336 | UNIQUE | ALEXANDRIA | VA | PRIMARY | 38.8 | -77.04
22721 | STANDARD | GRAVES MILL | VA | PRIMARY | 38.39 | -78.28
23101 | PO BOX | MACON | VA | PRIMARY | 37.52 | -77.96
23240 | STANDARD | RICHMOND | VA | PRIMARY | 37.55 | -77.46
23825 | PO BOX | BLACKSTONE | VA | PRIMARY | 37.08 | -77.99
24044 | UNIQUE | ROANOKE | VA | PRIMARY | 37.27 | -79.94
24045 | UNIQUE | ROANOKE | VA | PRIMARY | 37.27 | -79.94
24048 | UNIQUE | ROANOKE | VA | PRIMARY | 37.27 | -79.94
24512 | UNIQUE | LYNCHBURG | VA | PRIMARY | 37.45 | -79.25
24544 | UNIQUE | DANVILLE | VA | PRIMARY | 36.58 | -79.39
24842 | PO BOX | HEMPHILL | WV | PRIMARY | 37.44 | -81.59
24961 | STANDARD | WHITE SULPHUR SPRINGS | WV | PRIMARY | 37.97 | -80.11
25429 | UNIQUE | MARTINSBURG | WV | PRIMARY | 39.32 | -77.94
25926 | STANDARD | BECKLEY | WV | PRIMARY | 37.79 | -81.18
25965 | STANDARD | ELTON | WV | PRIMARY | 37.83 | -80.78
36501 | STANDARD | JACKSON | AL | PRIMARY | 31.46 | -87.73
36621 | UNIQUE | MOBILE | AL | PRIMARY | 30.69 | -88.04
36622 | UNIQUE | MOBILE | AL | PRIMARY | 30.69 | -88.04
36690 | UNIQUE | MOBILE | AL | PRIMARY | 30.69 | -88.04
37237 | UNIQUE | NASHVILLE | TN | PRIMARY | 36.16 | -86.78
37245 | STANDARD | NASHVILLE | TN | PRIMARY | 36.16 | -86.78
37247 | STANDARD | NASHVILLE | TN | PRIMARY | 36.16 | -86.78
37248 | STANDARD | NASHVILLE | TN | PRIMARY | 36.16 | -86.78
37249 | STANDARD | NASHVILLE | TN | PRIMARY | 36.16 | -86.78
57192 | UNIQUE | SIOUX FALLS | SD | PRIMARY | 43.6 | -96.7
57194 | UNIQUE | SIOUX FALLS | SD | PRIMARY | 43.6 | -96.7
57195 | UNIQUE | SIOUX FALLS | SD | PRIMARY | 43.6 | -96.7
57196 | UNIQUE | SIOUX FALLS | SD | PRIMARY | 43.54 | -96.72
58319 | STANDARD | BREMEN | ND | PRIMARY | 47.72 | -99.36
59773 | STANDARD | BOZEMAN | MT | PRIMARY | 45.67 | -111.03
60049 | UNIQUE | LAKE ZURICH | IL | PRIMARY | 42.17 | -87.99
60092 | STANDARD | LIBERTYVILLE | IL | PRIMARY | 42.28 | -87.95
60125 | UNIQUE | CAROL STREAM | IL | PRIMARY | 41.91 | -88.12
60570 | UNIQUE | HINSDALE | IL | PRIMARY | 41.84 | -87.9
60597 | UNIQUE | FOX VALLEY | IL | PRIMARY | 41.76 | -88.22
60663 | UNIQUE | CHICAGO | IL | PRIMARY | 41.87 | -87.63
75388 | UNIQUE | DALLAS | TX | PRIMARY | 32.78 | -96.8
75396 | UNIQUE | DALLAS | TX | PRIMARY | 32.78 | -96.8
76299 | UNIQUE | ROANOKE | TX | PRIMARY | 32.99 | -97.23
76545 | UNIQUE | KILLEEN | TX | PRIMARY | 31.11 | -97.72
76546 | UNIQUE | KILLEEN | TX | PRIMARY | 31.11 | -97.72
76795 | UNIQUE | WACO | TX | PRIMARY | 31.47 | -97.24
77097 | STANDARD | HOUSTON | TX | PRIMARY | 29.76 | -95.36
77246 | PO BOX | HOUSTON | TX | PRIMARY | 29.64 | -95.43
77247 | PO BOX | HOUSTON | TX | PRIMARY | 29.64 | -95.43
77250 | PO BOX | HOUSTON | TX | PRIMARY | 29.7 | -95.53
77260 | PO BOX | HOUSTON | TX | PRIMARY | 29.67 | -95.24
77276 | PO BOX | HOUSTON | TX | PRIMARY | 29.75 | -95.36
77278 | PO BOX | HOUSTON | TX | PRIMARY | 29.76 | -95.51
77285 | PO BOX | HOUSTON | TX | PRIMARY | 29.75 | -95.36
77286 | PO BOX | HOUSTON | TX | PRIMARY | 29.67 | -95.36
77294 | PO BOX | HOUSTON | TX | PRIMARY | 29.86 | -95.24
77296 | PO BOX | HOUSTON | TX | PRIMARY | 29.76 | -95.36
77298 | UNIQUE | HOUSTON | TX | PRIMARY | 29.76 | -95.36
85289 | UNIQUE | TEMPE | AZ | PRIMARY | 33.4 | -111.96
85290 | STANDARD | APACHE JUNCTION | AZ | PRIMARY | 33.45 | -111.63
85291 | PO BOX | VALLEY FARMS | AZ | PRIMARY | 32.99 | -111.44
85292 | STANDARD | WINKELMAN | AZ | PRIMARY | 32.94 | -110.72
85293 | STANDARD | CASA GRANDE | AZ | PRIMARY | 32.85 | -111.79
85294 | STANDARD | CASA GRANDE | AZ | PRIMARY | 32.92 | -111.61
85313 | UNIQUE | GLENDALE | AZ | PRIMARY | 33.6 | -112.16
85777 | UNIQUE | TUCSON | AZ | PRIMARY | 32.09 | -110.91
86330 | STANDARD | PRESCOTT | AZ | PRIMARY | 34.67 | -112.52
86555 | STANDARD | DOUGLAS | AZ | PRIMARY | 31.38 | -109.55
87165 | PO BOX | ALBUQUERQUE | NM | PRIMARY | 35.08 | -106.64
89824 | PO BOX | HALLECK | NV | PRIMARY | 41.02 | -115.41
90102 | UNIQUE | LOS ANGELES | CA | PRIMARY | 34.01 | -118.19
90313 | UNIQUE | INGLEWOOD | CA | PRIMARY | 33.96 | -118.35
90397 | UNIQUE | INGLEWOOD | CA | PRIMARY | 33.96 | -118.35
90398 | UNIQUE | INGLEWOOD | CA | PRIMARY | 33.96 | -118.35
90612 | UNIQUE | WHITTIER | CA | PRIMARY | 33.96 | -118.02
90659 | UNIQUE | NORWALK | CA | PRIMARY | 33.9 | -118.07
90845 | UNIQUE | LONG BEACH | CA | PRIMARY | 33.77 | -118.18
90888 | UNIQUE | LONG BEACH | CA | PRIMARY | 33.77 | -118.18
91131 | UNIQUE | PASADENA | CA | PRIMARY | 34.15 | -118.15
91191 | UNIQUE | PASADENA | CA | PRIMARY | 34.15 | -118.15
91363 | UNIQUE | THOUSAND OAKS | CA | PRIMARY | 34.14 | -118.8
91388 | UNIQUE | VAN NUYS | CA | PRIMARY | 34.2 | -118.47
91399 | UNIQUE | WOODLAND HILLS | CA | PRIMARY | 34.16 | -118.6
91497 | UNIQUE | VAN NUYS | CA | PRIMARY | 34.2 | -118.47
91797 | UNIQUE | POMONA | CA | PRIMARY | 34.08 | -117.96
91798 | UNIQUE | ONTARIO | CA | PRIMARY | 34.06 | -117.61
91799 | UNIQUE | POMONA | CA | PRIMARY | 34.05 | -117.75
91841 | UNIQUE | ALHAMBRA | CA | PRIMARY | 34.09 | -118.12
91990 | UNIQUE | POTRERO | CA | PRIMARY | 32.6 | -116.61
92090 | UNIQUE | EL CAJON | CA | PRIMARY | 32.79 | -116.96
92133 | STANDARD | SAN DIEGO | CA | PRIMARY | 32.72 | -117.21
92194 | STANDARD | SAN DIEGO | CA | PRIMARY | 32.8 | -117.13
92292 | STANDARD | PALM SPRINGS | CA | PRIMARY | 33.83 | -116.54
92709 | UNIQUE | IRVINE | CA | PRIMARY | 33.67 | -117.73
92710 | UNIQUE | IRVINE | CA | PRIMARY | 33.7 | -117.81
93093 | STANDARD | SIMI VALLEY | CA | PRIMARY | 34.27 | -118.71
93381 | STANDARD | BAKERSFIELD | CA | PRIMARY | 35.37 | -119.01
93382 | STANDARD | BAKERSFIELD | CA | PRIMARY | 35.25 | -119
93780 | UNIQUE | FRESNO | CA | PRIMARY | 36.73 | -119.8
93784 | UNIQUE | FRESNO | CA | PRIMARY | 36.82 | -119.76
94013 | UNIQUE | DALY CITY | CA | PRIMARY | 37.7 | -122.45
94101 | STANDARD | SAN FRANCISCO | CA | PRIMARY | 37.77 | -122.41
94106 | UNIQUE | SAN FRANCISCO | CA | PRIMARY | 37.77 | -122.41
94135 | UNIQUE | SAN FRANCISCO | CA | PRIMARY | 37.77 | -122.41
94136 | UNIQUE | SAN FRANCISCO | CA | PRIMARY | 37.77 | -122.41
94138 | UNIQUE | SAN FRANCISCO | CA | PRIMARY | 37.79 | -122.4
94150 | UNIQUE | SAN FRANCISCO | CA | PRIMARY | 37.77 | -122.41
94152 | UNIQUE | SAN FRANCISCO | CA | PRIMARY | 37.77 | -122.41
94155 | UNIQUE | SAN FRANCISCO | CA | PRIMARY | 37.77 | -122.41
94175 | UNIQUE | SAN FRANCISCO | CA | PRIMARY | 37.77 | -122.41
94199 | UNIQUE | SAN FRANCISCO | CA | PRIMARY | 37.77 | -122.41
94625 | UNIQUE | OAKLAND | CA | PRIMARY | 37.8 | -122.31
95250 | STANDARD | SAN ANDREAS | CA | PRIMARY | 38.25 | -120.38
95314 | STANDARD | PINECREST | CA | PRIMARY | 38.34 | -119.83
96212 | MILITARY | APO | AP | PRIMARY
96215 | MILITARY | APO | AP | PRIMARY
96217 | MILITARY | APO | AP | PRIMARY
96219 | MILITARY | APO | AP | PRIMARY
96221 | MILITARY | APO | AP | PRIMARY
96297 | MILITARY | APO | AP | PRIMARY
96311 | MILITARY | APO | AP | PRIMARY
96313 | MILITARY | FPO | AP | PRIMARY
96536 | MILITARY | FPO | AP | PRIMARY
96634 | MILITARY | FPO | AP | PRIMARY
96827 | STANDARD | HONOLULU | HI | PRIMARY | 21.31 | -157.86
96835 | STANDARD | HONOLULU | HI | PRIMARY | 21.35 | -157.87
97078 | UNIQUE | BEAVERTON | OR | PRIMARY | 45.48 | -122.8
97251 | UNIQUE | PORTLAND | OR | PRIMARY | 45.52 | -122.67
97253 | UNIQUE | PORTLAND | OR | PRIMARY | 45.52 | -122.67
97254 | UNIQUE | PORTLAND | OR | PRIMARY | 45.52 | -122.67
97255 | UNIQUE | PORTLAND | OR | PRIMARY | 45.52 | -122.67
97259 | UNIQUE | PORTLAND | OR | PRIMARY | 45.52 | -122.67
97271 | UNIQUE | PORTLAND | OR | PRIMARY | 45.52 | -122.67
97272 | UNIQUE | PORTLAND | OR | PRIMARY | 45.52 | -122.67
97299 | STANDARD | PORTLAND | OR | PRIMARY | 45.54 | -122.61
97313 | UNIQUE | SALEM | OR | PRIMARY | 45.03 | -123.02
97372 | STANDARD | ROSE LODGE | OR | PRIMARY | 45.01 | -123.87
97425 | PO BOX | CRESCENT LAKE | OR | PRIMARY | 43.47 | -121.92
97427 | STANDARD | CULP CREEK | OR | PRIMARY | 43.68 | -122.79
97428 | PO BOX | CURTIN | OR | PRIMARY | 43.74 | -123.18
97472 | STANDARD | COTTAGE GROVE | OR | PRIMARY | 43.79 | -123.06
97482 | STANDARD | THURSTON | OR | PRIMARY | 44.05 | -122.91
98054 | STANDARD | REDONDO | WA | PRIMARY | 47.34 | -122.32
98151 | UNIQUE | SEATTLE | WA | PRIMARY | 47.6 | -122.33
98171 | STANDARD | SEATTLE | WA | PRIMARY | 47.6 | -122.33
98184 | UNIQUE | SEATTLE | WA | PRIMARY | 47.6 | -122.33
98442 | STANDARD | TACOMA | WA | PRIMARY | 47.14 | -122.43
98450 | UNIQUE | TACOMA | WA | PRIMARY | 47.25 | -122.44
98455 | UNIQUE | TACOMA | WA | PRIMARY | 47.25 | -122.44
98460 | UNIQUE | TACOMA | WA | PRIMARY | 47.25 | -122.44
98477 | UNIQUE | TACOMA | WA | PRIMARY | 47.25 | -122.44
98492 | STANDARD | TACOMA | WA | PRIMARY | 47.12 | -122.55
98667 | UNIQUE | VANCOUVER | WA | PRIMARY | 45.63 | -122.66
98929 | STANDARD | NACHES | WA | PRIMARY | 46.74 | -121.14
99165 | STANDARD | PULLMAN | WA | PRIMARY | 46.73 | -117.17
99779 | STANDARD | TOK | AK | PRIMARY | 63.13 | -142.53
9300 | MILITARY | APO | AE | PRIMARY
9303 | MILITARY | APO | AE | PRIMARY
9379 | MILITARY | FPO | AE | PRIMARY
96400 | MILITARY | APO | AP | PRIMARY
96547 | MILITARY | APO | AP | PRIMARY
34009 | MILITARY | APO | AA | PRIMARY
34010 | MILITARY | APO | AA | PRIMARY
34001 | MILITARY | APO | AA | PRIMARY
34071 | MILITARY | APO | AA | PRIMARY
97475 | PO BOX | SPRINGFIELD | OR | PRIMARY | 44.05 | -123.02